## CompoundOverview
|  |  | Last Update: 01.02.2024 | [5 empty] | Priority of Analysis | [5 empty] | QuEChERS Recovery Data | [6 empty] | QuOil Validation Data | [6 empty] | Sweet Validation Data | [6 empty] | S19 Validation Data | [6 empty] | QuPPe Validation Data | [6 empty] | Validation data available in EURL-DataPool?
Status | MatrixGroup relevant for Monitoring | Datapool ID | Compound GROUP (can be used as a filter to isolate related compounds) | Compound | Control Program | Annex Working Doc. | Remark on MRL RD | MRL Residue Definition (Click above to see Remark) |  | Products to be tested (according to MACP, Reg. 2023/731 OR according to remarks in WD SANCO/12745/2013) | METHOD TYPE required to cover COMPOUND | METHOD TYPE required to cover RES. DEF. | GC-Amenable | LC-Amenable | Spiking Level (min.) | Spiking Level (max.) | Median (%) | Mean (%) | RSD (%) | No. Of Recoveries | No. Of Labs | Spiking Level (min.) | Spiking Level (max.) | Median (%) | Mean (%) | RSD (%) | No. Of Recoveries | No. Of Labs | Spiking Level (min.) | Spiking Level (max.) | Median (%) | Mean (%) | RSD (%) | No. Of Recoveries | No. Of Labs | Spiking Level (min.) | Spiking Level (max.) | Median (%) | Mean (%) | RSD (%) | No. Of Recoveries | No. Of Labs | Spiking Level (min.) | Spiking Level (max.) | Median (%) | Mean (%) | RSD (%) | No. Of Recoveries | No. Of Labs | Click on (+) above for info on validation data (for add. data go to EURL DataPool) | EURL-FV | Remark | EURL-CF | Remark | EURL-AO | Remark | EURL-SRM | Remark | Internal Remarks for next revision of MACP/WD
| Plant | 1361 | 1,4-Dimethylnaphthalene | 1,4-Dimethylnaphthalene | WD - Plant (2024) |  | Reg, (EU) 2022/1346 Applicable from 19/01/2017 | 1,4-dimethylnaphthalene(R),(F) | 1A | Mainly found in onions and potatoes but findings have also been reported in various (especially leafy) vegetables. The compound has been reported to occur naturally in some plants. | MRM | MRM | Yes | No | [38 empty] | CF-23B CF-28 | Method validation Method validation |  |  |  |  | Validation at 0.005 mg/kg in milk and liver succesful; validation at 0.005 mg/kg on PO matrix groups high water, high acid and dry succesful; High oil: recovery below 70 % at 0.02 mg/kg (0.005 mg/kg n.d.)
| Plant | 312 | 1-Naphthylacetic acid (NAA) and 1-Naphthylacetamide (NAD) | 1-Naphthylacetamide (NAD) | WD - Plant (2024) | Annex II (Support requested from EURLs) | Reg. (EU) 2016/1015 Applicable from: 19/01/2017 | 1-Naphthylacetamide and 1-naphthylacetic acid (sum of 1-naphthylacetamide and 1-naphthylacetic acid and its salts, expressed as 1-naphythlacetic acid) | 2B | Relevant for matrices of the cucurbit family. Also relevant for aubergines, pears, peaches, strawberries and sweet peppers. | MRM/SRM | MRM/SRM | No Data | Yes | [36 empty] | FV2011-M5; FV2017-M22; FV2018-M25 | Method Validation, HRAMS Database | CF-13; CF-28 | Method Validation; Method Validation |  |  | SRM-43 | Anal. Observ. Report
| Plant | 502 | 1-Naphthylacetic acid (NAA) and 1-Naphthylacetamide (NAD) | 1-Naphthylacetic acid (NAA) | WD - Plant (2024) | Annex II (Support requested from EURLs) | Reg. (EU) 2016/1015 Applicable from: 19/01/2017 | 1-Naphthylacetamide and 1-naphthylacetic acid (sum of 1-naphthylacetamide and 1-naphthylacetic acid and its salts, expressed as 1-naphythlacetic acid) | 2B | Relevant for matrices of the cucurbit family. Also relevant for aubergines, pears, peaches, strawberries and sweet peppers. | MRM/SRM | MRM/SRM | No | Yes | [42 empty] | SRM-02; SRM-43 | Anal. Observ. Reports
| Plant | 1722 | 1-Naphthylacetic acid (NAA) and 1-Naphthylacetamide (NAD) | 1-Naphthylacetic acid (NAA) and 1-Naphthylacetamide (NAD) (sum) | WD - Plant (2024) | Annex II (Support requested from EURLs) | Reg. (EU) 2016/1015 Applicable from: 19/01/2017 | 1-Naphthylacetamide and 1-naphthylacetic acid (sum of 1-naphthylacetamide and 1-naphthylacetic acid and its salts, expressed as 1-naphythlacetic acid) | 2B | Relevant for matrices of the cucurbit family. Also relevant for aubergines, pears, peaches, strawberries and sweet peppers. |  | MRM/SRM | [44 empty] | SRM-43 | Anal. Observ. Report
| Honey | 1 | 2,4-D | 2,4-D | WD - Honey (2024) |  | Reg. (EU) 2022/1363 Applicable from 25/02/2023 | 2,4-D (sum of 2,4-D, its salts, its esters and its conjugates, expressed as 2,4-D) |  | Honey | MRM/SRM | SRM | No | Yes | [42 empty] | SRM-02; SRM-43 | Anal. Observ. Reports
| Honey | 1830 | 2,4-D | 2,4-D (sum, following hydrolysis) | WD - Honey (2024) |  | Reg. (EU) 2022/1363 Applicable from 25/02/2023 | 2,4-D (sum of 2,4-D, its salts, its esters and its conjugates, expressed as 2,4-D) |  | Honey |  | SRM | No | Yes | [42 empty] | SRM-02; SRM-43 | Anal. Observ. Reports
| Plant | 1 | 2,4-D | 2,4-D | MACP - Plant (2024 ff) |  | Reg. (EU) 2022/1363 Applicable from 25/02/2023 | 2,4-D (sum of 2,4-D, its salts, its esters and its conjugates, expressed as 2,4-D) | Obligatory (certain commodities) | It shall only be analysed in and on grapefruits, table grapes, aubergines and broccoli in 2024; in and on lettuces, spinaches and tomatoes in 2025; in and on oranges, cauliflowers, brown rice and dried beans in 2026. | MRM/SRM | SRM | No | Yes | 0.002 | 1 | 97.6 | 94 | 15 | 1964 | 12 | 0.01 | 0.125 | 92.1 | 85 | 17 | 38 | 3 | [22 empty] | FV2013-M8; FV2014-M16; FV2015-M18; FV2017-CEN; FV2018-M27; FV2019-M29; FV2019-M30; FV2019-M31; FV2019-M33; FV2019-M34; FV 2020-M37; FV 2020-M38; FV 2020-M39; FV 2020-M42 | Method Development, Method Validation, Analytical observation |  |  |  |  | SRM-02; SRM-43 | Anal. Observ. Reports
| Plant | 1830 | 2,4-D | 2,4-D (sum, following hydrolysis) | MACP - Plant (2024 ff) |  | Reg. (EU) 2022/1363 Applicable from 25/02/2023 | 2,4-D (sum of 2,4-D, its salts, its esters and its conjugates, expressed as 2,4-D) | Obligatory (certain commodities) | It shall only be analysed in and on grapefruits, table grapes, aubergines and broccoli in 2024; in and on lettuces, spinaches and tomatoes in 2025; in and on oranges, cauliflowers, brown rice and dried beans in 2026. |  | SRM | No | Yes | [42 empty] | SRM-02; SRM-43 | Anal. Observ. Reports
| Plant | 577 | 2,4-DB | 2,4-DB | WD - Interest for Cumulative Risk Assessment | Annex III (cummulative) | Reg. (EU) No 668/2013; Applicable from: 02/02/2014 | 2,4-DB (sum of 2,4-DB, its salts, its esters and its conjugates, expressed as 2,4-DB) (R) |  | especially relevant for citrus fruits , pome fruits and chamomile | MRM/SRM | SRM | No | Yes | 0.002 | 0.5 | 102 | 102 | 11 | 1330 | 8 | 0.01 | 0.125 | 91.2 | 92 | 10 | 37 | 2 | [28 empty] | SRM-02; SRM-43 | Anal. Observ. Reports
| Plant | 1675 | 2,4-DB | 2,4-DB (sum, following hydrolysis) | WD - Interest for Cumulative Risk Assessment | Annex III (cummulative) | Reg. (EU) No 668/2013; Applicable from: 02/02/2014 | 2,4-DB (sum of 2,4-DB, its salts, its esters and its conjugates, expressed as 2,4-DB) (R) |  | especially relevant for citrus fruits , pome fruits and chamomile |  | SRM | No | Yes | 0.002 | 0.5 | 102 | 102 | 11 | 1330 | 8 | 0.01 | 0.125 | 91.2 | 92 | 10 | 37 | 2 | [28 empty] | SRM-02; SRM-43 | Anal. Observ. Reports
| Plant | 344 | 2-Phenylphenol (Orthophenylphenol) | 2-phenylphenol | MACP - Plant (2024 ff) |  | Reg. (EU) 2018/78; Applicable from: 08/08/2018 | 2-phenylphenol (sum of 2-phenylphenol and its conjugates, expressed as 2-phenylphenol) (R) | Obligatory | All (see 'Products to be sampled in 2024'-sheet) | MRM | MRM | Yes | Yes | 0.005 | 0.2 | 100 | 100 | 14 | 1542 | 11 | 0.01 | 0.25 | 89.3 | 89 | 15 | 40 | 3 | 0.01 | 0.05 | 92 | 88 | 17 | 27 | 1 | [15 empty] | FV2010-M3; FV2010-M4; FV2012-M6; FV2012-M7; FV2013-M10; FV2014-M11; FV2015-M17; FV2017-M22; FV2018-M25; FV 2020-M35; FV 2021-M43 | Method Development, Method Validation, HRAMS Database, Analytical Observation | CF-12; CF-22; CF-28; CF-31A; CF-33; CF-35; CF-36; CF-(S1-S9) | Method Validation; Method Validation; Method Validation; Method Validation; Method Validation; Method Validation; Method Validation; Screening Report
| Plant | 1806 | 2-Phenylphenol (Orthophenylphenol) | 2-phenylphenol (sum, following hydrolysis) | MACP - Plant (2024 ff) |  | Reg. (EU) 2018/78; Applicable from: 08/08/2018 | 2-phenylphenol (sum of 2-phenylphenol and its conjugates, expressed as 2-phenylphenol) (R) | Obligatory | All (see 'Products to be sampled in 2024'-sheet) |  | SRM | Yes | Yes | [42 empty] | SRM-43 | Anal. Observ. Report
| Plant | 575 | 4-CPA (4-chlorophenoxyacetic acid) | 4-CPA (4-chlorophenoxyacetic acid) | WD - Plant (2024) | Annex II (Support requested from EURLs) | - | _No specific RD established so far | 2B | Relevant in zucchini, aubergines, melons, peanuts, soya and soya sprouts. MRL violations in aubergines, many findings reported in peanuts in 2019. | MRM/SRM | MRM/SRM | No | Yes | [42 empty] | SRM-02 | Anal. Observ. Report
| Plant | 553 | 8-Hydroxyquinoline | 8-Hydroxyquinoline | WD - Interest for Cumulative Risk Assessment | Annex III (cummulative) | Reg, (EU) 2022/1346 Applicable from 22/02/2023 | 8-hydroxyquinoline (sum of 8-hydroxyquinoline and its salts, expressed as 8-hydroxyquinoline) |  | especially interesting on tomatoes |  |  | No | Difficult
| Plant | 3 | Abamectin | Abamectin (sum) | MACP - Plant (2024 ff) |  | Reg. (EU) 2023/198 Applicable from 20/08/2023 | Abamectin (sum of avermectin B1a, avermectin B1b and delta-8,9 isomer of avermectin B1a, expressed as avermectin B1a) (F) (R) | Obligatory | All (see 'Products to be sampled in 2024'-sheet) |  | MRM/SRM | No | Yes | [36 empty] | FV2010-M4; FV2017-CEN; FV2018-M27; FV2019-M34 | Method Development, Analytical observation |  |  |  |  | SRM-01 | Method Validation
| Plant | 704 | Abamectin | Avermectin B1a | MACP - Plant (2024 ff) |  | Reg. (EU) 2023/198 Applicable from 20/08/2023 | Abamectin (sum of avermectin B1a, avermectin B1b and delta-8,9 isomer of avermectin B1a, expressed as avermectin B1a) (F) (R) | Obligatory | All (see 'Products to be sampled in 2024'-sheet) | MRM/SRM | MRM/SRM | No | Yes | 0.005 | 0.2 | 96.1 | 96 | 17 | 738 | 8 | 0.01 | 0.125 | 88.6 | 89 | 11 | 27 | 4 | 0.05 | 0.05 | 101.5 | 102 | 30 | 2 | 1 | [15 empty] | FV2018-M24; FV2019-M29; FV2019-M31; FV2019-M32; FV 2020-M42 | Method Development, Method Validation, HRAMS Database, Analytical observation | CF-6; CF-16 | Method Validation; Method Validation |  |  | SRM-01 | Method Validation
| Plant | 719 | Abamectin | Avermectin B1a, 8,9-Z-~ | MACP - Plant (2024 ff) |  | Reg. (EU) 2023/198 Applicable from 20/08/2023 | Abamectin (sum of avermectin B1a, avermectin B1b and delta-8,9 isomer of avermectin B1a, expressed as avermectin B1a) (F) (R) | Obligatory | All (see 'Products to be sampled in 2024'-sheet) | MRM/SRM | MRM/SRM | No | Yes | 0.005 | 0.1 | 98 | 99 | 12 | 272 | 6 | 0.01 | 0.125 | 79.3 | 80 | 13 | 55 | 6 | [28 empty] | SRM-01 | Method Validation
| Plant | 705 | Abamectin | Avermectin B1b | MACP - Plant (2024 ff) |  | Reg. (EU) 2023/198 Applicable from 20/08/2023 | Abamectin (sum of avermectin B1a, avermectin B1b and delta-8,9 isomer of avermectin B1a, expressed as avermectin B1a) (F) (R) | Obligatory | All (see 'Products to be sampled in 2024'-sheet) | MRM/SRM | MRM/SRM | No | Yes | 0.005 | 0.1 | 97.9 | 99 | 16 | 329 | 3 | 0.02 | 0.1 | 77 | 78 | 9 | 11 | 2 | [22 empty] | FV2018-M24; FV2019-M29; | Method Validation, HRAMS Database | CF-6 | Method Validation |  |  | SRM-01 | Method Validation
| Plant | 4 | Acephate | Acephate | MACP - Plant (2024 ff) |  | Reg. (EU) No 899/2012; Applicable from: 26.04.2013 | Acephate | Obligatory | All (see 'Products to be sampled in 2024'-sheet) | MRM/SRM | MRM/SRM | Difficult | Yes | 0.001 | 0.75 | 83.9 | 84 | 13 | 927 | 8 | 0.01 | 0.125 | 88.5 | 88 | 9 | 41 | 3 | 0.05 | 0.05 | 73 | 73 | 6 | 2 | 1 | [15 empty] | FV2010-M1; FV2010-M4; FV2012-M7; FV2014-M11; FV2014-M12; FV2014-M16; FV2015-M18; FV2017-CEN; FV2017-M22; FV2018-M24; FV2018-M25; FV2018-M27; FV2018-M28; FV2019-M29; FV2019-M30; FV2019-M31; FV2019-M32; FV2019-M34; FV 2020-M37; FV 2020-M38; FV 2020-M39; FV 2020-M42 | Method Development, Method Validation, Analytical observation, HRAMS Database | CF-35; CF-36 | Method Validation; Method Validation
| Honey | 477 | Acetamiprid | Acetamiprid | WD - Honey (2024) | Annex VII | Reg. (EU) 2019/88 Applicable from: 13/08/2019 | Acetamiprid (R) |  | Honey | MRM | MRM | Difficult | Yes | [40 empty] | AO-M09; AO-M08; AO-M28 | Method Development; Method Validation
| Plant | 477 | Acetamiprid | Acetamiprid | MACP - Plant (2024 ff) |  | Reg. (EU) 2019/88 Applicable from: 13/08/2019 | Acetamiprid (R) | Obligatory | All (see 'Products to be sampled in 2024'-sheet) | MRM | MRM | Difficult | Yes | 0.002 | 3.4 | 97 | 97 | 9 | 1967 | 17 | 0.01 | 0.125 | 100 | 99 | 8 | 75 | 4 | 0.05 | 0.05 | 98 | 98 | 4 | 3 | 1 | [15 empty] | FV2010-M1; FV2010-M4; FV2012-M6; FV2012-M7; FV2013-M8; FV2014-M11; FV2014-M12; FV2014-M15; FV2014-M16; FV2015-M18; FV2015-M19; FV2017-CEN; FV2017-M22; FV2018-M24; FV2018-M25; FV2018-M27; FV2019-M29; FV2019-M30; FV2019-M31; FV2019-M32; FV2019-M34; FV 2020-M37; FV 2020-M38; FV 2020-M39; FV 2020-M42 | Method Development, Method Validation, Analytical observation, HRAMS Database | CF-15; CF-21; CF-22; CF-26; CF-28; CF-31; CF-33; CF-35; CF-36 | Method Validation; Method Validation; Method Validation; Method Validation; Method Validation; Method Validation; Method Validation; Method Validation; Method Validation
| Plant | 5 | Aclonifen | Aclonifen | MACP - Plant (2024 ff) |  | Reg. (EU) 2021/1531; Applicable from: 10/10/2021 | Aclonifen | Obligatory (certain commodities) | It shall only be analysed in and on carrots in 2026. | MRM | MRM | Yes | Yes | [38 empty] | CF-2; CF-28 | Method Validation; Method Validation |  |  |  |  | MRM compound no need to restrict commodities
| Plant | 6 | Acrinathrin | Acrinathrin | MACP - Plant (2024 ff) |  | Reg. (EU) 2022/93 Applicable from 14/02/2022 | Acrinathrin (F) | Obligatory | All (see 'Products to be sampled in 2024'-sheet) | MRM | MRM | Yes | Difficult | 0.002 | 1 | 99.8 | 100 | 13 | 1271 | 13 | 0.01 | 0.25 | 96.1 | 100 | 11 | 15 | 3 | 0.01 | 0.05 | 104 | 107 | 29 | 3 | 1 | 0.005 | 0.05 | 82 | 84 | 10 | 43 | 1 | [8 empty] | FV2010-M1; FV2010-M4; FV2012-M7; FV2014-M11; FV2014-M12; FV2015-M17; FV2017-M22; FV2018-M25; FV2019-M29; FV2019-M34; FV 2020-M35; FV 2020-M37; FV 2020-M42; FV 2021-M43 | Method Development, Method Validation, HRAMS Database, Analytical Observation | CF-2; CF-21; CF-22; CF-27; CF-28; CF-31; CF-33; CF-35; CF-36 | Method Validation; Method Validation; Method Validation; Method Validation; Method Validation; Method Validation; Method Validation; Method Validation; Method Validation
| Plant | 8 | Aldicarb | Aldicarb | MACP - Plant (2024 ff) |  | Reg. (EU) No 310/2011; Applicable from: 21.10.2011 | Aldicarb (sum of aldicarb, its sulfoxide and its sulfone, expressed as aldicarb) | Obligatory | All (see 'Products to be sampled in 2024'-sheet) | MRM | MRM/SRM | No | Yes | 0.001 | 0.2 | 96.2 | 96 | 11 | 967 | 9 | 0.01 | 0.125 | 95.6 | 97 | 10 | 87 | 7 | 0.05 | 0.05 | 104 | 103 | 3 | 3 | 1 | [15 empty] | FV2010-M1; FV2010-M4; FV2012-M6; FV2012-M7; FV2014-M11; FV2014-M16; FV2015-M18; FV2015-M19; FV2017-CEN; FV2018-M24; FV2019-M29; FV2019-M30; FV2019-M31; FV2019-M32; FV2019-M34; FV 2020-M37; FV 2020-M39; FV 2020-M42 | Method Development, Method Validation, HRAMS Database, Analytical observation | CF-15; CF-21; CF-26; CF-31; CF-32; CF-35; CF-36 | Method Validation; Method Validation; Method Validation; Method Validation; Method Validation; Method Validation; Method Validation
| Plant | 706 | Aldicarb | Aldicarb (sum) | MACP - Plant (2024 ff) |  | Reg. (EU) No 310/2011; Applicable from: 21.10.2011 | Aldicarb (sum of aldicarb, its sulfoxide and its sulfone, expressed as aldicarb) | Obligatory | All (see 'Products to be sampled in 2024'-sheet) |  | MRM/SRM | No | Yes | [36 empty] | See single components |  | See single components
| Plant | 609 | Aldicarb | Aldicarb-Sulfone | MACP - Plant (2024 ff) |  | Reg. (EU) No 310/2011; Applicable from: 21.10.2011 | Aldicarb (sum of aldicarb, its sulfoxide and its sulfone, expressed as aldicarb) | Obligatory | All (see 'Products to be sampled in 2024'-sheet) | MRM | MRM/SRM | Yes | Yes | 0.001 | 0.4 | 96.5 | 97 | 12 | 896 | 12 | 0.01 | 0.125 | 93.7 | 95 | 11 | 89 | 5 | 0.05 | 0.05 | 94 | 88 | 15 | 3 | 1 | [15 empty] | FV2010-M4; FV2012-M6; FV2012-M7; FV2014-M16; FV2015-M18; FV2015-M19; FV2017-CEN; FV2018-M24; FV2019-M29; FV2019-M30; FV2019-M31; FV2019-M32; FV2019-M34; FV 2020-M39 | Method Development, Method Validation, HRAMS Database | CF-21; CF-22; CF-26; CF-28; CF-33; CF-35; | Method Validation; Method Validation; Method Validation; Method Validation; Method Validation; Method Validation
| Plant | 610 | Aldicarb | Aldicarb-Sulfoxide | MACP - Plant (2024 ff) |  | Reg. (EU) No 310/2011; Applicable from: 21.10.2011 | Aldicarb (sum of aldicarb, its sulfoxide and its sulfone, expressed as aldicarb) | Obligatory | All (see 'Products to be sampled in 2024'-sheet) | MRM/SRM | MRM/SRM | No | Yes | 0.001 | 0.4 | 86.7 | 86 | 13 | 957 | 14 | 0.01 | 0.125 | 93.3 | 94 | 11 | 101 | 7 | 0.05 | 0.05 | 90 | 90 | 3 | 2 | 1 | [15 empty] | FV2010-M4; FV2012-M6; FV2012-M7; FV2014-M16; FV2015-M18; FV2015-M19; FV2017-CEN; FV2018-M24; FV2019-M29; FV2019-M31; FV2019-M32; FV2019-M34; FV 2020-M39; FV 2020-M42 | Method Development, Method Validation, HRAMS Database, Analytical observation | CF-22; CF-28; CF-31; CF-36 | Method Validation; Method Validation; Method Validation; Method Validation
| Animal | 10 | Aldrin/Dieldrin | Aldrin | MACP - Animal (2024 ff) |  | Reg. (EC) No 839/2008; Applicable from: 01.09.2008 | Aldrin and Dieldrin (Aldrin and dieldrin combined expressed as dieldrin) (F) | Obligatory | All (see 'Products to be sampled in 2024'-sheet) | MRM | MRM | Yes | No | [40 empty] | AO-M02; AO-M14; AO-M15; AO-M12; AO-M24; AO-M25; AO-M33; AO-M34; AO-M36 | Method Development; Method Validation
| Animal | 668 | Aldrin/Dieldrin | Aldrin/Dieldrin (sum) | MACP - Animal (2024 ff) |  | Reg. (EC) No 839/2008; Applicable from: 01.09.2008 | Aldrin and Dieldrin (Aldrin and dieldrin combined expressed as dieldrin) (F) | Obligatory | All (see 'Products to be sampled in 2024'-sheet) |  | MRM | Yes | No Data | [40 empty] | AO-M02; AO-M14; AO-M15; AO-M12; AO-M24; AO-M25; AO-M33; AO-M34; AO-M36 | Method Development; Method Validation
| Plant | 10 | Aldrin/Dieldrin | Aldrin | MACP - Plant (2024 ff) |  | Reg. (EC) No 839/2008; Applicable from: 01.09.2008 | Aldrin and Dieldrin (Aldrin and dieldrin combined expressed as dieldrin) (F) | Obligatory | All (see 'Products to be sampled in 2024'-sheet) | MRM | MRM | Yes | No | 0.01 | 1 | 99.2 | 97 | 15 | 447 | 8 | 0.1 | 0.1 | 48 | 48 | 3 | 5 | 1 | 0.01 | 0.05 | 95 | 97 | 12 | 5 | 1 | [15 empty] | FV 2020-M35 | Method development | CF-22; CF-27; CF-28; CF-31; CF-33; CF-35; CF-36; CF-(S1-S9) | Method Validation; Method Validation; Method Validation; Method Validation; Method Validation; Method Validation; Method Validation; Screening Report
| Animal | 146 | Aldrin/Dieldrin | Dieldrin | MACP - Animal (2024 ff) |  | Reg. (EC) No 839/2008; Applicable from: 01.09.2008 | Aldrin and Dieldrin (Aldrin and dieldrin combined expressed as dieldrin) (F) | Obligatory | All (see 'Products to be sampled in 2024'-sheet) | MRM | MRM | Yes | No | [40 empty] | AO-M02; AO-M14; AO-M15; AO-M12; AO-M24; AO-M25; AO-M33; AO-M34; AO-M36 | Method Development; Method Validation
| Plant | 668 | Aldrin/Dieldrin | Aldrin/Dieldrin (sum) | MACP - Plant (2024 ff) |  | Reg. (EC) No 839/2008; Applicable from: 01.09.2008 | Aldrin and Dieldrin (Aldrin and dieldrin combined expressed as dieldrin) (F) | Obligatory | All (see 'Products to be sampled in 2024'-sheet) |  | MRM | Yes | No Data | [36 empty] | See single components |  | See single components
| Plant | 146 | Aldrin/Dieldrin | Dieldrin | MACP - Plant (2024 ff) |  | Reg. (EC) No 839/2008; Applicable from: 01.09.2008 | Aldrin and Dieldrin (Aldrin and dieldrin combined expressed as dieldrin) (F) | Obligatory | All (see 'Products to be sampled in 2024'-sheet) | MRM | MRM | Yes | No | 0.002 | 1 | 100 | 101 | 13 | 1035 | 14 | 0.01 | 0.25 | 70.4 | 76 | 16 | 13 | 3 | 0.01 | 0.05 | 94 | 92 | 6 | 6 | 1 | [15 empty] | FV 2020-M35; FV 2020-M37; FV 2021-M43 | Analytical observation, Method development | CF-27; CF-28; CF-31; CF-33; CF-35; CF-36; CF-(S1-S9) | Method Validation; Method Validation; Method Validation; Method Validation; Method Validation; Method Validation; Screening Report
| Plant | 1185 | Ametoctradin | Ametoctradin | MACP - Plant (2024 ff) |  | Reg. (EU) 2022/1290 Applicable from 14/08/2022 | Ametoctradin (R),(F) | Obligatory | All (see 'Products to be sampled in 2024'-sheet) | MRM | MRM | Yes | Yes | [36 empty] | FV 2020-M37; FV 2020-M38; FV 2020-M39; FV 2020-M42 | Analytical observation, Method development, Method Validation | CF-13; CF-28 | Method Validation; Method Validation
| Animal | 1506 | Aminocyclopyrachlor | Aminocyclopyrachlor | WD - Animal (2024) | Annex II (Support requested from EURLs) | - | _No specific RD established so far |  | animal fat, milk, liver and kidney. | SRM | SRM | Yes | Yes | [42 empty] | SRM-09 | Method Development; Method Validation
| Honey | 16 | Amitraz | Amitraz | WD - Honey (2024) | Annex VII | Reg. (EU) 2017/623; Applicable from: 26/04/2017 | Amitraz (amitraz including the metabolites containing the 2,4 -dimethylaniline moiety expressed as amitraz) |  | honey | MRM/SRM | SRM | Difficult | Yes | [40 empty] | AO-M09 | Method Development | SRM-05; https://www.sciencedirect.com/science/article/abs/pii/S0308814614008899?via%3Dihub | Method Validation
| Honey | 1676 | Amitraz | Amitraz (sum, following hydrolysis to 2,4 -dimethylaniline) | WD - Honey (2024) | Annex VII | Reg. (EU) 2017/623; Applicable from: 26/04/2017 | Amitraz (amitraz including the metabolites containing the 2,4 -dimethylaniline moiety expressed as amitraz) |  | honey |  | SRM | Difficult | Yes | [42 empty] | https://www.sciencedirect.com/science/article/abs/pii/S0308814614008899?via%3Dihub | Method Development
| Plant | 16 | Amitraz | Amitraz | WD - Plant (2024) | Annex IV (few findings) | Reg. (EU) 2017/623; Applicable from: 26/04/2017 | Amitraz (amitraz including the metabolites containing the 2,4 -dimethylaniline moiety expressed as amitraz) | 2A | Especially relevant for sweet peppers, apples, tomatoes, aubergines, grapefruit, oranges, peaches and pears. Additionally relevant for chili peppers, honey, papaya, basil, green beans, okra, mandarins, cucumbers; not relevant for cereals. | MRM/SRM | SRM | Difficult | Yes | 0.001 | 0.5 | 94.1 | 92 | 18 | 292 | 5 | 0.02 | 0.1 | 30.8 | 31 | 37 | 2 | 1 | 0.05 | 0.05 | 83 | 83 |  | 1 | 1 | [15 empty] | FV2010-M1; FV2010-M4; FV2012-M7; FV2017-M22; FV2018-M25; | Method Development, HRAMS Database | CF-22; CF-31; CF-(S1-S9) | Method Validation; Method Validation; Screening Report |  |  | SRM-05; https://www.sciencedirect.com/science/article/abs/pii/S0308814614008899?via%3Dihub | Method Validation
| Honey | 1073 | Amitraz | Dimethylanilin, 2,4- | WD - Honey (2024) | Annex VII | Reg. (EU) 2017/623; Applicable from: 26/04/2017 | Amitraz (amitraz including the metabolites containing the 2,4 -dimethylaniline moiety expressed as amitraz) |  | honey | MRM/SRM | SRM | Difficult | Yes | [40 empty] | AO-M09; AO-M28 | Method Development; Method Validation | https://www.sciencedirect.com/science/article/abs/pii/S0308814614008899?via%3Dihub | Method Development
| Plant | 1676 | Amitraz | Amitraz (sum, following hydrolysis to 2,4 -dimethylaniline) | WD - Plant (2024) | Annex IV (few findings) | Reg. (EU) 2017/623; Applicable from: 26/04/2017 | Amitraz (amitraz including the metabolites containing the 2,4 -dimethylaniline moiety expressed as amitraz) | 2A | Especially relevant for sweet peppers, apples, tomatoes, aubergines, grapefruit, oranges, peaches and pears. Additionally relevant for chili peppers, honey, papaya, basil, green beans, okra, mandarins, cucumbers; not relevant for cereals. |  | SRM | Difficult | Yes | [42 empty] | https://www.sciencedirect.com/science/article/abs/pii/S0308814614008899?via%3Dihub | Method Development
| Honey | 901 | Amitraz | Dimethylphenylformamide, 2,4- | WD - Honey (2024) | Annex VII | Reg. (EU) 2017/623; Applicable from: 26/04/2017 | Amitraz (amitraz including the metabolites containing the 2,4 -dimethylaniline moiety expressed as amitraz) |  | honey | MRM | SRM | No Data | Yes | 0.004 | 0.24 | 92 | 87 | 15 | 172 | 4 | 0.025 | 0.125 | 96.5 | 97 | 23 | 2 | 1 | 0.05 | 0.05 | 96.5 | 97 | 1 | 2 | 1 | [19 empty] | AO-M09; AO-M28 | Method Development; Method Validation | https://www.sciencedirect.com/science/article/abs/pii/S0308814614008899?via%3Dihub | Method Development
| Plant | 1073 | Amitraz | Dimethylanilin, 2,4- | WD - Plant (2024) | Annex IV (few findings) | Reg. (EU) 2017/623; Applicable from: 26/04/2017 | Amitraz (amitraz including the metabolites containing the 2,4 -dimethylaniline moiety expressed as amitraz) | 2A | Especially relevant for sweet peppers, apples, tomatoes, aubergines, grapefruit, oranges, peaches and pears. Additionally relevant for chili peppers, honey, papaya, basil, green beans, okra, mandarins, cucumbers; not relevant for cereals. | MRM/SRM | SRM | Difficult | Yes | 0.025 | 0.08325 | 72 | 70 | 20 | 60 | 1 | 0.125 | 0.125 | 73 | 73 |  | 1 | 1 | [28 empty] | https://www.sciencedirect.com/science/article/abs/pii/S0308814614008899?via%3Dihub | Method Development
| Honey | 907 | Amitraz | Dimethylphenyl-N-methylformamidine, N-2,4- | WD - Honey (2024) | Annex VII | Reg. (EU) 2017/623; Applicable from: 26/04/2017 | Amitraz (amitraz including the metabolites containing the 2,4 -dimethylaniline moiety expressed as amitraz) |  | honey | MRM | SRM | Yes | Yes | 0.005 | 6 | 92.5 | 91 | 14 | 378 | 5 | 0.02 | 0.125 | 81.8 | 80 | 14 | 9 | 3 | 0.05 | 0.2 | 98 | 100 | 16 | 3 | 1 | [19 empty] | AO-M09; AO-M28 | Method Development; Method Validation | SRM-05; https://www.sciencedirect.com/science/article/abs/pii/S0308814614008899?via%3Dihub | Method Validation
| Plant | 901 | Amitraz | Dimethylphenylformamide, 2,4- | WD - Plant (2024) | Annex IV (few findings) | Reg. (EU) 2017/623; Applicable from: 26/04/2017 | Amitraz (amitraz including the metabolites containing the 2,4 -dimethylaniline moiety expressed as amitraz) | 2A | Especially relevant for sweet peppers, apples, tomatoes, aubergines, grapefruit, oranges, peaches and pears. Additionally relevant for chili peppers, honey, papaya, basil, green beans, okra, mandarins, cucumbers; not relevant for cereals. | MRM | SRM | No Data | Yes | 0.004 | 0.24 | 92 | 87 | 15 | 172 | 4 | 0.025 | 0.125 | 96.5 | 97 | 23 | 2 | 1 | 0.05 | 0.05 | 96.5 | 97 | 1 | 2 | 1 | [17 empty] | CF-(S1-S9) | Screening Report |  |  | https://www.sciencedirect.com/science/article/abs/pii/S0308814614008899?via%3Dihub | Method Development
| Plant | 907 | Amitraz | Dimethylphenyl-N-methylformamidine, N-2,4- | WD - Plant (2024) | Annex IV (few findings) | Reg. (EU) 2017/623; Applicable from: 26/04/2017 | Amitraz (amitraz including the metabolites containing the 2,4 -dimethylaniline moiety expressed as amitraz) | 2A | Especially relevant for sweet peppers, apples, tomatoes, aubergines, grapefruit, oranges, peaches and pears. Additionally relevant for chili peppers, honey, papaya, basil, green beans, okra, mandarins, cucumbers; not relevant for cereals. | MRM | SRM | Yes | Yes | 0.005 | 6 | 92.5 | 91 | 14 | 378 | 5 | 0.02 | 0.125 | 81.8 | 80 | 14 | 9 | 3 | 0.05 | 0.2 | 98 | 100 | 16 | 3 | 1 | [21 empty] | SRM-05; https://www.sciencedirect.com/science/article/abs/pii/S0308814614008899?via%3Dihub | Method Validation
| Plant | 17 | Amitrole | Amitrole | WD - Interest for Cumulative Risk Assessment | Annex III (cummulative) | Reg. (EU) 2019/1792 Applicable from: 18/05/2020 | Amitrole |  | especially relevant in wine | SRM | SRM | No | Yes | 0.02 | 0.04 | 17 | 17 | 9 | 27 | 1 | [21 empty] | 0.01 | 0.1 | 101 | 101 | 10 | 68 | 1 | [7 empty] | SRM-09 | Method Development; Method Validation
| Plant | 796 | Anthraquinone | Anthraquinone | WD - Animal (2024) | Annex I (risk management support) | Reg. (EU) No 1146/2014; Applicable from: 18.05.2015 | Anthraquinone (F) |  | especially relevant for products dried by the use of open fires or grown in areas with high environmental pollution, such as tea, dried herbs and dried spices. Also found in mate, tomatoes, cereals, and goji berries | MRM | MRM | Yes | Yes | 0.01 | 0.25 | 95 | 94 | 16 | 163 | 3 | 0.05 | 0.125 | 88.6 | 87 | 8 | 7 | 2 | [22 empty] | FV2017-M22; FV2018-M25; FV2018-M26; FV2019-M34; FV 2020-M35; FV 2021-M43 | Method Development, Method Validation, HRAMS Database, Analytical Observation | CF-16; CF-28; CF-(S1-S9) | Method Validation; Method Validation; Screening Report
| Plant | 20 | Azadirachtin | Azadirachtin | WD - Plant (2024) | Annex II (Support requested from EURLs) | Reg. (EC) No 149/2008; Applicable from: 01/09/2008 | Azadirachtin | 1A | Mainly found on apples, lettuces, strawberries, sweet peppers, green beans, aubergines, oranges, peaches and tomatoes. | MRM | MRM | No | Yes
| Animal | 23 | Azinphos | Azinphos-Ethyl | WD - Animal (2024) | Annex IV (few findings) | Reg. (EC) No 149/2008; Applicable from: 01.09.2008 | Azinphos-ethyl (F) | 1B | Relevant for animal muscle and fat. Found in cows milk. | MRM | MRM | Difficult | Yes | [40 empty] | AO-M02; AO-M11; AO-M13; AO-M14; AO-M15; AO-M12; AO-M26; AO-M33 | Method Development; Method Validation
| Plant | 24 | Azinphos-Methyl | Azinphos-Methyl | MACP - Plant (2024 ff) |  | Reg. (EU) 2020/1633 Applicable from: 25/05/2021 | Azinphos-methyl (F) | Obligatory | All (see 'Products to be sampled in 2024'-sheet) | MRM | MRM | Difficult | Yes | 0.001 | 0.2 | 96.8 | 97 | 12 | 721 | 12 | 0.01 | 0.125 | 94.3 | 93 | 9 | 91 | 5 | 0.01 | 0.05 | 94.3 | 89 | 21 | 20 | 1 | 0.02 | 0.1 | 92.5 | 96 | 17 | 30 | 1 | [8 empty] | FV2010-M1; FV2010-M4; FV2012-M7; FV2013-M10; FV2014-M11; FV2014-M12; FV2014-M15; FV2014-M16; FV2015-M18; FV2017-CEN; FV2018-M24; FV2018-M28; FV2019-M29; FV2019-M30; FV2019-M31; FV2019-M32; FV2019-M34; FV 2020-M42; FV 2020-M37; FV 2020-M38; FV 2020-M39 | Method Development, Method Validation, HRAMS Database, Analytical observation | CF-14; CF-22; CF-27; CF-28; CF-33; CF-35; CF-36; CF-(S1-S9) | Method Validation; Method Validation; Method Validation; Method Validation; Method Validation; Method Validation; Method Validation; Screening Report
| Honey | 27 | Azoxystrobin | Azoxystrobin | WD - Honey (2024) | Annex VII | Reg. (EU) 2023/129 Applicable from 26/02/2023 | Azoxystrobin |  | Honey | MRM | MRM | Yes | Yes | [40 empty] | AO-M09; AO-M08; AO-M28 | Method Development; Method Validation
| Plant | 27 | Azoxystrobin | Azoxystrobin | MACP - Plant (2024 ff) |  | Reg. (EU) 2023/129 Applicable from 26/02/2023 | Azoxystrobin | Obligatory | All (see 'Products to be sampled in 2024'-sheet) | MRM | MRM | Yes | Yes | 0.002 | 4.4 | 100 | 100 | 10 | 2319 | 17 | 0.01 | 0.125 | 99.3 | 100 | 8 | 95 | 7 | 0.05 | 0.05 | 106 | 115 | 19 | 3 | 1 | [15 empty] | FV2010-M1; FV2010-M4; FV2012-M6; FV2012-M7; FV2013-M8; FV2014-M11; FV2014-M12; FV2014-M15; FV2014-M16; FV2015-M18; FV2015-M19; FV2017-CEN; FV2018-M24; FV2019-M29; FV2019-M30; FV2019-M31; FV2019-M32; FV2019-M34; FV 2020-M35; FV 2020-M37; FV 2020-M38; FV 2020-M39; FV 2020-M42; FV 2021-M43 | Method Development, Method Validation, HRAMS Database, Analytical Observation | CF-11; CF-12; CF-14; CF-22; CF-27; CF-28; CF-31; CF-33; CF-35; CF-36; CF-(S1-S9) | Method Validation; Method Validation; Method Validation; Method Validation; Method Validation; Method Validation; Method Validation; Method Validation; Method Validation; Method Validation; Screening Report
| Plant | 28 | Benalaxyl | Benalaxyl (incl. Benalaxyl-M) | WD - Animal (2024) | Annex IV (few findings) | Reg. (EU) 2023/128 Applicable from 08/08/2023 | Benalaxyl including other mixtures of constituent isomers including benalaxyl-M (sum of isomers) | 1A | Findings in lettuce, grapes, wine, tomatoes, sweet peppers, melons, strawberries | MRM | MRM | Yes | Yes | 0.002 | 2.5 | 99 | 99 | 9 | 868 | 14 | 0.01 | 0.125 | 94.6 | 94 | 8 | 149 | 8 | 0.01 | 0.05 | 80 | 81 | 10 | 26 | 1 | 0.08 | 0.4 | 88.1 | 87 | 8 | 43 | 1 | [8 empty] | FV2010-M3; FV2010-M4; FV2012-M6; FV2012-M7; FV2013-M8; FV2013-M10; FV2014-M11; FV2015-M17; FV2017-M22; FV2018-M25; FV2018-M26; FV2019-M31; FV2019-M32; FV2019-M33; FV2019-M34; FV 2020-M35; FV 2020-M39; FV 2020-M42; FV 2021-M43 | Method Development, Method Validation, HRAMS Database, Analytical Observation | CF-2; CF-28; CF-(S1-S9) | Method Validation; Method Validation; Screening Report
| Honey | 1571 | Benzalkonium Chloride | Benzalkonium Chloride (sum) | WD - Honey (2024) | Annex VII | Reg. (EU) 2023/377; Applicable from 14/09/2023 | Benzalkonium chloride (mixture of alkylbenzyldimethylammonium chlorides with alkyl chain lengths of C8, C10, C12, C14, C16 and C18) |  | Honey |  | MRM/SRM | No | Yes | [42 empty] | SRM-26 | Method validation
| Honey | 1396 | Benzalkonium Chloride | Benzalkonium Chloride n-C10 | WD - Honey (2024) | Annex VII | Reg. (EU) 2023/377; Applicable from 14/09/2023 | Benzalkonium chloride (mixture of alkylbenzyldimethylammonium chlorides with alkyl chain lengths of C8, C10, C12, C14, C16 and C18) |  | Honey | MRM/SRM | MRM/SRM | No | Yes | [40 empty] | AO-M28 | Method validation | SRM-26 | Analytical Observation Report Method validation
| Honey | 1395 | Benzalkonium Chloride | Benzalkonium Chloride n-C12 | WD - Honey (2024) | Annex VII | Reg. (EU) 2023/377; Applicable from 14/09/2023 | Benzalkonium chloride (mixture of alkylbenzyldimethylammonium chlorides with alkyl chain lengths of C8, C10, C12, C14, C16 and C18) |  | Honey | MRM/SRM | MRM/SRM | No | Yes | [40 empty] | AO-M28 | Method validation | SRM-26 | Analytical Observation Report Method validation
| Plant | 1571 | Benzalkonium Chloride | Benzalkonium Chloride (sum) | WD - Plant (2024) | Annex I (risk management support) | Reg. (EU) 2023/377; Applicable from 14/09/2023 | Benzalkonium chloride (mixture of alkylbenzyldimethylammonium chlorides with alkyl chain lengths of C8, C10, C12, C14, C16 and C18) |  | mainly relevant for fresh processed products of plant or animal origin, that come into contact with BAC- sanitized surfaces (containers, tubes, packaging lines etc.), or that are directly sanitized with BAC-containing water. This includes meat, animal fat, offal, milk, milk products, fresh produce and juices. In the past, there were cases where organic products were treated with formulations illegally containing quaternary ammonium compounds. |  | MRM/SRM | No | Yes | [42 empty] | SRM-26 | Method validation
| Animal | 1571 | Benzalkonium Chloride | Benzalkonium Chloride (sum) | WD - Animal (2024) | Annex I (risk management support) | Reg. (EU) 2023/377; Applicable from 14/09/2023 | Benzalkonium chloride (mixture of alkylbenzyldimethylammonium chlorides with alkyl chain lengths of C8, C10, C12, C14, C16 and C18) |  | mainly relevant for fresh processed products of plant or animal origin, that come into contact with BAC- sanitized surfaces (containers, tubes, packaging lines etc.), or that are directly sanitized with BAC-containing water. This includes meat, animal fat, offal, milk, milk products, fresh produce and juices. In the past, there were cases where organic products were treated with formulations illegally containing quaternary ammonium compounds. |  | MRM/SRM | No | Yes | [42 empty] | SRM-26 | Method validation
| Honey | 1397 | Benzalkonium Chloride | Benzalkonium Chloride n-C14 | WD - Honey (2024) | Annex VII | Reg. (EU) 2023/377; Applicable from 14/09/2023 | Benzalkonium chloride (mixture of alkylbenzyldimethylammonium chlorides with alkyl chain lengths of C8, C10, C12, C14, C16 and C18) |  | Honey | MRM/SRM | MRM/SRM | No | Yes | [40 empty] | AO-M28 | Method validation | SRM-26 | Analytical Observation Report Method validation
| Plant | 1396 | Benzalkonium Chloride | Benzalkonium Chloride n-C10 | WD - Plant (2024) | Annex I (risk management support) | Reg. (EU) 2023/377; Applicable from 14/09/2023 | Benzalkonium chloride (mixture of alkylbenzyldimethylammonium chlorides with alkyl chain lengths of C8, C10, C12, C14, C16 and C18) |  | mainly relevant for fresh processed products of plant or animal origin, that come into contact with BAC- sanitized surfaces (containers, tubes, packaging lines etc.), or that are directly sanitized with BAC-containing water. This includes meat, animal fat, offal, milk, milk products, fresh produce and juices. In the past, there were cases where organic products were treated with formulations illegally containing quaternary ammonium compounds. | MRM/SRM | MRM/SRM | No | Yes | 0.02 | 0.125 | 101.6 | 102 | 7 | 667 | 2 | 0.01 | 0.125 | 93.2 | 92 | 12 | 19 | 2 | [22 empty] | FV 2020-M39; FV 2020-M42 | Analytical observation, Method development, Method Validation |  |  |  |  | SRM-26 | Analytical Observation Report Method validation
| Animal | 1396 | Benzalkonium Chloride | Benzalkonium Chloride n-C10 | WD - Animal (2024) | Annex I (risk management support) | Reg. (EU) 2023/377; Applicable from 14/09/2023 | Benzalkonium chloride (mixture of alkylbenzyldimethylammonium chlorides with alkyl chain lengths of C8, C10, C12, C14, C16 and C18) |  | mainly relevant for fresh processed products of plant or animal origin, that come into contact with BAC- sanitized surfaces (containers, tubes, packaging lines etc.), or that are directly sanitized with BAC-containing water. This includes meat, animal fat, offal, milk, milk products, fresh produce and juices. In the past, there were cases where organic products were treated with formulations illegally containing quaternary ammonium compounds. | MRM/SRM | MRM/SRM | No | Yes | 0.02 | 0.125 | 101.6 | 102 | 7 | 667 | 2 | 0.01 | 0.125 | 93.2 | 92 | 12 | 19 | 2 | [22 empty] | FV 2020-M39; FV 2020-M42 | Analytical observation, Method development, Method Validation |  |  |  |  | SRM-26 | Analytical Observation Report Method validation
| Honey | 1398 | Benzalkonium Chloride | Benzalkonium Chloride n-C16 | WD - Honey (2024) | Annex VII | Reg. (EU) 2023/377; Applicable from 14/09/2023 | Benzalkonium chloride (mixture of alkylbenzyldimethylammonium chlorides with alkyl chain lengths of C8, C10, C12, C14, C16 and C18) |  | Honey | MRM/SRM | MRM/SRM | No | Yes | [40 empty] | AO-M28 | Method validation | SRM-26 | Analytical Observation Report Method validation
| Plant | 1395 | Benzalkonium Chloride | Benzalkonium Chloride n-C12 | WD - Plant (2024) | Annex I (risk management support) | Reg. (EU) 2023/377; Applicable from 14/09/2023 | Benzalkonium chloride (mixture of alkylbenzyldimethylammonium chlorides with alkyl chain lengths of C8, C10, C12, C14, C16 and C18) |  | mainly relevant for fresh processed products of plant or animal origin, that come into contact with BAC- sanitized surfaces (containers, tubes, packaging lines etc.), or that are directly sanitized with BAC-containing water. This includes meat, animal fat, offal, milk, milk products, fresh produce and juices. In the past, there were cases where organic products were treated with formulations illegally containing quaternary ammonium compounds. | MRM/SRM | MRM/SRM | No | Yes | 0.02 | 0.125 | 101.2 | 101 | 11 | 700 | 3 | 0.01 | 0.125 | 90.3 | 92 | 11 | 28 | 2 | [28 empty] | SRM-26 | Analytical Observation Report Method validation
| Animal | 1395 | Benzalkonium Chloride | Benzalkonium Chloride n-C12 | WD - Animal (2024) | Annex I (risk management support) | Reg. (EU) 2023/377; Applicable from 14/09/2023 | Benzalkonium chloride (mixture of alkylbenzyldimethylammonium chlorides with alkyl chain lengths of C8, C10, C12, C14, C16 and C18) |  | mainly relevant for fresh processed products of plant or animal origin, that come into contact with BAC- sanitized surfaces (containers, tubes, packaging lines etc.), or that are directly sanitized with BAC-containing water. This includes meat, animal fat, offal, milk, milk products, fresh produce and juices. In the past, there were cases where organic products were treated with formulations illegally containing quaternary ammonium compounds. | MRM/SRM | MRM/SRM | No | Yes | 0.02 | 0.125 | 101.2 | 101 | 11 | 700 | 3 | 0.01 | 0.125 | 90.3 | 92 | 11 | 28 | 2 | [28 empty] | SRM-26 | Analytical Observation Report Method validation
| Honey | 1415 | Benzalkonium Chloride | Benzalkonium Chloride n-C18 | WD - Honey (2024) | Annex VII | Reg. (EU) 2023/377; Applicable from 14/09/2023 | Benzalkonium chloride (mixture of alkylbenzyldimethylammonium chlorides with alkyl chain lengths of C8, C10, C12, C14, C16 and C18) |  | Honey | MRM/SRM | MRM/SRM | No | Yes | [40 empty] | AO-M28 | Method validation | SRM-26 | Analytical Observation Report Method validation
| Plant | 1397 | Benzalkonium Chloride | Benzalkonium Chloride n-C14 | WD - Plant (2024) | Annex I (risk management support) | Reg. (EU) 2023/377; Applicable from 14/09/2023 | Benzalkonium chloride (mixture of alkylbenzyldimethylammonium chlorides with alkyl chain lengths of C8, C10, C12, C14, C16 and C18) |  | mainly relevant for fresh processed products of plant or animal origin, that come into contact with BAC- sanitized surfaces (containers, tubes, packaging lines etc.), or that are directly sanitized with BAC-containing water. This includes meat, animal fat, offal, milk, milk products, fresh produce and juices. In the past, there were cases where organic products were treated with formulations illegally containing quaternary ammonium compounds. | MRM/SRM | MRM/SRM | No | Yes | 0.02 | 0.2 | 100 | 100 | 9 | 660 | 3 | 0.01 | 0.125 | 86 | 90 | 12 | 18 | 2 | [28 empty] | SRM-26 | Analytical Observation Report Method validation
| Animal | 1397 | Benzalkonium Chloride | Benzalkonium Chloride n-C14 | WD - Animal (2024) | Annex I (risk management support) | Reg. (EU) 2023/377; Applicable from 14/09/2023 | Benzalkonium chloride (mixture of alkylbenzyldimethylammonium chlorides with alkyl chain lengths of C8, C10, C12, C14, C16 and C18) |  | mainly relevant for fresh processed products of plant or animal origin, that come into contact with BAC- sanitized surfaces (containers, tubes, packaging lines etc.), or that are directly sanitized with BAC-containing water. This includes meat, animal fat, offal, milk, milk products, fresh produce and juices. In the past, there were cases where organic products were treated with formulations illegally containing quaternary ammonium compounds. | MRM/SRM | MRM/SRM | No | Yes | 0.02 | 0.2 | 100 | 100 | 9 | 660 | 3 | 0.01 | 0.125 | 86 | 90 | 12 | 18 | 2 | [28 empty] | SRM-26 | Analytical Observation Report Method validation
| Honey | 1414 | Benzalkonium Chloride | Benzalkonium Chloride n-C8 | WD - Honey (2024) | Annex VII | Reg. (EU) 2023/377; Applicable from 14/09/2023 | Benzalkonium chloride (mixture of alkylbenzyldimethylammonium chlorides with alkyl chain lengths of C8, C10, C12, C14, C16 and C18) |  | Honey | MRM/SRM | MRM/SRM | No | Yes | [42 empty] | SRM-26 | Analytical Observation Report Method validation
| Plant | 1398 | Benzalkonium Chloride | Benzalkonium Chloride n-C16 | WD - Plant (2024) | Annex I (risk management support) | Reg. (EU) 2023/377; Applicable from 14/09/2023 | Benzalkonium chloride (mixture of alkylbenzyldimethylammonium chlorides with alkyl chain lengths of C8, C10, C12, C14, C16 and C18) |  | mainly relevant for fresh processed products of plant or animal origin, that come into contact with BAC- sanitized surfaces (containers, tubes, packaging lines etc.), or that are directly sanitized with BAC-containing water. This includes meat, animal fat, offal, milk, milk products, fresh produce and juices. In the past, there were cases where organic products were treated with formulations illegally containing quaternary ammonium compounds. | MRM/SRM | MRM/SRM | No | Yes | 0.02 | 0.125 | 97.6 | 95 | 10 | 636 | 2 | 0.01 | 0.125 | 84.4 | 91 | 16 | 19 | 2 | [28 empty] | SRM-26 | Analytical Observation Report Method validation
| Animal | 1398 | Benzalkonium Chloride | Benzalkonium Chloride n-C16 | WD - Animal (2024) | Annex I (risk management support) | Reg. (EU) 2023/377; Applicable from 14/09/2023 | Benzalkonium chloride (mixture of alkylbenzyldimethylammonium chlorides with alkyl chain lengths of C8, C10, C12, C14, C16 and C18) |  | mainly relevant for fresh processed products of plant or animal origin, that come into contact with BAC- sanitized surfaces (containers, tubes, packaging lines etc.), or that are directly sanitized with BAC-containing water. This includes meat, animal fat, offal, milk, milk products, fresh produce and juices. In the past, there were cases where organic products were treated with formulations illegally containing quaternary ammonium compounds. | MRM/SRM | MRM/SRM | No | Yes | 0.02 | 0.125 | 97.6 | 95 | 10 | 636 | 2 | 0.01 | 0.125 | 84.4 | 91 | 16 | 19 | 2 | [28 empty] | SRM-26 | Analytical Observation Report Method validation
| Plant | 1415 | Benzalkonium Chloride | Benzalkonium Chloride n-C18 | WD - Plant (2024) | Annex I (risk management support) | Reg. (EU) 2023/377; Applicable from 14/09/2023 | Benzalkonium chloride (mixture of alkylbenzyldimethylammonium chlorides with alkyl chain lengths of C8, C10, C12, C14, C16 and C18) |  | mainly relevant for fresh processed products of plant or animal origin, that come into contact with BAC- sanitized surfaces (containers, tubes, packaging lines etc.), or that are directly sanitized with BAC-containing water. This includes meat, animal fat, offal, milk, milk products, fresh produce and juices. In the past, there were cases where organic products were treated with formulations illegally containing quaternary ammonium compounds. | MRM/SRM | MRM/SRM | No | Yes | 0.025 | 0.125 | 94.4 | 92 | 13 | 599 | 1 | 0.025 | 0.125 | 102.5 | 106 | 9 | 10 | 1 | [28 empty] | SRM-26 | Analytical Observation Report Method validation
| Animal | 1415 | Benzalkonium Chloride | Benzalkonium Chloride n-C18 | WD - Animal (2024) | Annex I (risk management support) | Reg. (EU) 2023/377; Applicable from 14/09/2023 | Benzalkonium chloride (mixture of alkylbenzyldimethylammonium chlorides with alkyl chain lengths of C8, C10, C12, C14, C16 and C18) |  | mainly relevant for fresh processed products of plant or animal origin, that come into contact with BAC- sanitized surfaces (containers, tubes, packaging lines etc.), or that are directly sanitized with BAC-containing water. This includes meat, animal fat, offal, milk, milk products, fresh produce and juices. In the past, there were cases where organic products were treated with formulations illegally containing quaternary ammonium compounds. | MRM/SRM | MRM/SRM | No | Yes | 0.025 | 0.125 | 94.4 | 92 | 13 | 599 | 1 | 0.025 | 0.125 | 102.5 | 106 | 9 | 10 | 1 | [28 empty] | SRM-26 | Analytical Observation Report Method validation
| Plant | 1414 | Benzalkonium Chloride | Benzalkonium Chloride n-C8 | WD - Plant (2024) | Annex I (risk management support) | Reg. (EU) 2023/377; Applicable from 14/09/2023 | Benzalkonium chloride (mixture of alkylbenzyldimethylammonium chlorides with alkyl chain lengths of C8, C10, C12, C14, C16 and C18) |  | mainly relevant for fresh processed products of plant or animal origin, that come into contact with BAC- sanitized surfaces (containers, tubes, packaging lines etc.), or that are directly sanitized with BAC-containing water. This includes meat, animal fat, offal, milk, milk products, fresh produce and juices. In the past, there were cases where organic products were treated with formulations illegally containing quaternary ammonium compounds. | MRM/SRM | MRM/SRM | No | Yes | 0.025 | 0.125 | 102 | 102 | 6 | 611 | 1 | 0.025 | 0.125 | 100.1 | 102 | 4 | 9 | 1 | [22 empty] | FV 2020-M39; FV 2020-M42 | Analytical observation, Method development, Method Validation |  |  |  |  | SRM-26 | Analytical Observation Report Method validation
| Animal | 1414 | Benzalkonium Chloride | Benzalkonium Chloride n-C8 | WD - Animal (2024) | Annex I (risk management support) | Reg. (EU) 2023/377; Applicable from 14/09/2023 | Benzalkonium chloride (mixture of alkylbenzyldimethylammonium chlorides with alkyl chain lengths of C8, C10, C12, C14, C16 and C18) |  | mainly relevant for fresh processed products of plant or animal origin, that come into contact with BAC- sanitized surfaces (containers, tubes, packaging lines etc.), or that are directly sanitized with BAC-containing water. This includes meat, animal fat, offal, milk, milk products, fresh produce and juices. In the past, there were cases where organic products were treated with formulations illegally containing quaternary ammonium compounds. | MRM/SRM | MRM/SRM | No | Yes | 0.025 | 0.125 | 102 | 102 | 6 | 611 | 1 | 0.025 | 0.125 | 100.1 | 102 | 4 | 9 | 1 | [22 empty] | FV 2020-M39; FV 2020-M42 | Analytical observation, Method development, Method Validation |  |  |  |  | SRM-26 | Analytical Observation Report Method validation
| Animal | 1484 | Benzovindiflupyr | Benzovindiflupyr | WD - Animal (2024) | Annex II (Support requested from EURLs); Annex IV (few findings) | Reg. (EU) 2022/1324 Applicable from 18/08/2022 | Benzovindiflupyr |  | Based on feeding studies, relevant for animal fat and liver. | MRM | MRM | Yes | Yes | [40 empty] | AO-M14; AO-M15 | Method Development
| Plant | 1484 | Benzovindiflupyr | Benzovindiflupyr | WD - Plant (2024) | Annex IV (few findings) | Reg. (EU) 2022/1324 Applicable from 18/08/2022 | Benzovindiflupyr | 1A | Relevant commodities: soybean, wheat, apples, grapes, pears, peanuts, potatoes and barley and maize | MRM | MRM | Yes | Yes | 0.01 | 0.1 | 100 | 101 | 7 | 37 | 1 | 0.01 | 0.1 | 107.8 | 104 | 9 | 10 | 1 | [22 empty] | FV 2020-M42 | Analytical observation, Method development | CF-23 | Method Validation
| Plant | 600 | Bifenazate | Bifenazate | WD - Plant (2024) | Annex II (Support requested from EURLs) | Reg. (EU) 2020/1565; Applicable from: 17/11/2020 | Bifenazate (sum of bifenazate plus bifenazate-diazene expressed as bifenazate) (F) | 2A | Especially relevant for aubergines, green beans, sweet pepper, various berries, tomatoes, grapes | MRM/SRM | MRM/SRM | Yes | Yes | 0.005 | 0.2 | 96.6 | 94 | 16 | 319 | 5 | 0.02 | 0.125 | 84.9 | 92 | 33 | 13 | 3 | 0.05 | 0.05 | 109.5 | 110 | 32 | 2 | 1 | [15 empty] | FV2014-M12; FV2015-M18; FV2018-M24; FV2018-M26; FV2019-M32; FV2019-M34; FV 2020-M38; FV 2020-M39; FV 2020-M42 | Method Development, Method Validation, HRAMS Database, Analytical observation | CF-10; CF-16; CF-18; CF-28 | Method Validation; Method Validation; Method Validation; Method Validation |  |  | SRM-34 | Method development; Method validation
| Plant | 1622 | Bifenazate | Bifenazate (Sum) | WD - Plant (2024) | Annex II (Support requested from EURLs) | Reg. (EU) 2020/1565; Applicable from: 17/11/2020 | Bifenazate (sum of bifenazate plus bifenazate-diazene expressed as bifenazate) (F) | 2A | Especially relevant for aubergines, green beans, sweet pepper, various berries, tomatoes, grapes |  | MRM/SRM | Yes | Yes | [36 empty] | FV 2014-M12; | Method Validation (LOQ 0,01 mg/kg) |  |  |  |  | SRM-34 | Method development; Method validation
| Plant | 1537 | Bifenazate | Bifenazate-Diazene | WD - Plant (2024) | Annex II (Support requested from EURLs) | Reg. (EU) 2020/1565; Applicable from: 17/11/2020 | Bifenazate (sum of bifenazate plus bifenazate-diazene expressed as bifenazate) (F) | 2A | Especially relevant for aubergines, green beans, sweet pepper, various berries, tomatoes, grapes | MRM/SRM | MRM/SRM | No Data | Yes | 0.01 | 0.01 | 97 | 97 | 10 | 15 | 1 | [29 empty] | FV 2020-M38 | Analytical observation |  |  |  |  | SRM-34 | Method development; Method validation
| Animal | 41 | Bifenthrin | Bifenthrin | MACP - Animal (2024 ff) |  | Reg. (EU) 2018/687 Applicable from: 05/06/2018 | Bifenthrin (sum of isomers) (F) | Obligatory | All (see 'Products to be sampled in 2024'-sheet) | MRM | MRM | Yes | Yes | [40 empty] | AO-M02; AO-M07; AO-M11; AO-M13; AO-M14; AO-M15; AO-M12; AO-M33; AO-M34; AO-M36 | Method Development; Method Validation
| Plant | 41 | Bifenthrin | Bifenthrin | MACP - Plant (2024 ff) |  | Reg. (EU) 2018/687 Applicable from: 05/06/2018 | Bifenthrin (sum of isomers) (F) | Obligatory | All (see 'Products to be sampled in 2024'-sheet) | MRM | MRM | Yes | Yes | 0.002 | 1 | 100.9 | 101 | 10 | 2066 | 16 | 0.01 | 0.25 | 76.6 | 80 | 8 | 47 | 2 | 0.01 | 0.05 | 92.6 | 94 | 7 | 20 | 1 | 0.01 | 0.05 | 89.7 | 89 | 8 | 50 | 1 | [8 empty] | FV 2020-M35; FV 2020-M37; FV 2020-M39; FV 2020-M42; FV 2021-M43 | Analytical observation, Method development, Method Validation | CF-2; CF-11; CF-12; CF-14; CF-22; CF-27; CF-28; CF-31A; CF-33; CF-35; CF-36; CF-(S1-S9) | Method Validation; Method Validation; Method Validation; Method Validation; Method Validation; Method Validation; Method Validation; Method Validation; Method Validation; Method Validation; Method Validation; Screening Report
| Plant | 45 | Biphenyl | Biphenyl | MACP - Plant (2024 ff) |  | Reg. (EU) No 978/2011 ; Applicable from: 05.10.2011 | Biphenyl | Obligatory | All (see 'Products to be sampled in 2024'-sheet) | MRM | MRM | Yes | No | 0.002 | 0.2 | 99 | 99 | 13 | 761 | 11 | 0.01 | 0.25 | 80 | 83 | 13 | 34 | 3 | 0.01 | 0.05 | 88.5 | 91 | 9 | 6 | 1 | [15 empty] | FV2010-M4; FV2013-M8; FV2014-M12; FV2015-M17; FV2017-M22; FV2018-M25; FV2018-M28; FV2019-M29; FV2019-M34; FV 2020-M35; FV 2021-M43 | Method Development, Method Validation, HRAMS Database, Analytical Observation | CF-16; CF-28 | Method Validation; Method Validation
| Plant | 46 | Bitertanol | Bitertanol | MACP - Plant (2024 ff) |  | Reg. (EU) 2017/693; Applicable from: 03/11/2017 | Bitertanol (sum of isomers) (F) | Obligatory | All (see 'Products to be sampled in 2024'-sheet) | MRM | MRM | Yes | Yes | 0.001 | 2.5 | 100 | 99 | 12 | 1130 | 10 | 0.01 | 0.25 | 86.9 | 88 | 8 | 49 | 3 | 0.05 | 0.05 | 94 | 104 | 22 | 3 | 1 | 0.05 | 0.25 | 88 | 91 | 10 | 32 | 1 | [8 empty] | FV2010-M1; FV2010-M4; FV2012-M7; FV2014-M11; FV2014-M12; FV2014-M15; FV2014-M16; FV2015-M18; FV2015-M19; FV2017-CEN; FV2018-M24; FV2018-M28; FV2019-M29; FV2019-M30; FV2019-M32; FV2019-M34; FV 2020-M37; FV 2020-M38; FV 2020-M39; FV 2020-M42 | Method Development, Method Validation, HRAMS Database, Analytical observation | CF-1; CF-2; CF-15; CF-21; CF-22; CF-27; CF-28; CF-31A; CF-33; CF-35; CF-36; CF-(S1-S9) | Method Validation; Method Validation; Method Validation; Method Validation; Method Validation; Method Validation; Method Validation; Method Validation; Method Validation; Method Validation; Method Validation; Screening Report
| Animal | 1131 | Bixafen | Bixafen | WD - Animal (2024) | Annex IV (few findings) | Reg (EU) 2023/1069; Applicable from 22/06/2023 | (R) Bixafen- code 1000000 except 1040000: sum of bixafen and desmethyl bixafen expressed as bixafen | 1A | Relevant for cows’ milk, animal muscle and fat, butter and eggs. | MRM | MRM | Yes | Yes | [40 empty] | AO-M05; AO-M06; AO-M07; AO-M11; AO-M13; AO-M26 | Method Development; Method Validation
| Animal | 1774 | Bixafen | Bixafen (Sum) | WD - Animal (2024) | Annex IV (few findings) | Reg (EU) 2023/1069; Applicable from 22/06/2023 | (R) Bixafen- code 1000000 except 1040000: sum of bixafen and desmethyl bixafen expressed as bixafen | 1A | Relevant for cows’ milk, animal muscle and fat, butter and eggs. |  | MRM | Yes | Yes | [40 empty] | AO-M07; AO-M11; AO-M13 | Method Development
| Animal | 1390 | Bixafen | Bixafen, Desmethyl- | WD - Animal (2024) | Annex IV (few findings) | Reg (EU) 2023/1069; Applicable from 22/06/2023 | (R) Bixafen- code 1000000 except 1040000: sum of bixafen and desmethyl bixafen expressed as bixafen | 1A | Relevant for cows’ milk, animal muscle and fat, butter and eggs. | MRM | MRM | No Data | Yes | [40 empty] | AO-M07; AO-M11; AO-M13 | Method Development
| Animal | 589 | Boscalid | Boscalid | WD - Animal (2024) |  | Reg. (EU) 2022/1324 Applicable from 18/08/2022 | Boscalid (F) (R); (R) code 1000000 except 1040000, 1011010, 1011020, 1011050, 1012010, 1012020, 1012050, 1013010, 1013020, 1013050, 1014010, 1014020, 1014050, 1015010, 1015020, 1015050, 1016010, 1016020, 1017010, 1017020, 1017050, 1020000, 1030000: Sum of boscalid and its hydroxy metabolite 2-chloro-N-(4′-chloro-5-hydroxybiphenyl-2-yl)nicotinamide (free and conjugated) expressed as boscalid | 1A | Finding reported here are related to honey, but the substance is also included here as findings in feed are expected. | MRM | SRM | Yes | Yes | [40 empty] | AO-M05; AO-M6; AO-M07; AO-M11; AO-M13; AO-M26; AO-M27 | Method Development; Method Validation
| Honey | 589 | Boscalid | Boscalid | WD - Honey (2024) | Annex VII | Reg. (EU) 2022/1324 Applicable from 18/08/2022 | Boscalid (F) (R) |  | Honey | MRM | MRM | Yes | Yes | [40 empty] | AO-M09; AO-M08; AO-M28 | Method Development; Method Validation
| Animal | 1766 | Boscalid | Boscalid (sum) | WD - Animal (2024) |  | Reg. (EU) 2022/1324 Applicable from 18/08/2022 | Boscalid (F) (R); (R) code 1000000 except 1040000, 1011010, 1011020, 1011050, 1012010, 1012020, 1012050, 1013010, 1013020, 1013050, 1014010, 1014020, 1014050, 1015010, 1015020, 1015050, 1016010, 1016020, 1017010, 1017020, 1017050, 1020000, 1030000: Sum of boscalid and its hydroxy metabolite 2-chloro-N-(4′-chloro-5-hydroxybiphenyl-2-yl)nicotinamide (free and conjugated) expressed as boscalid | 1A | Finding reported here are related to honey, but the substance is also included here as findings in feed are expected. |  | SRM | Yes | Yes
| Animal | 1536 | Boscalid | M510F01 (sum, following hydrolysis) | WD - Animal (2024) |  | Reg. (EU) 2022/1324 Applicable from 18/08/2022 | Boscalid (F) (R); (R) code 1000000 except 1040000, 1011010, 1011020, 1011050, 1012010, 1012020, 1012050, 1013010, 1013020, 1013050, 1014010, 1014020, 1014050, 1015010, 1015020, 1015050, 1016010, 1016020, 1017010, 1017020, 1017050, 1020000, 1030000: Sum of boscalid and its hydroxy metabolite 2-chloro-N-(4′-chloro-5-hydroxybiphenyl-2-yl)nicotinamide (free and conjugated) expressed as boscalid | 1A | Finding reported here are related to honey, but the substance is also included here as findings in feed are expected. |  | SRM | Yes | Yes |  |  |  |  | AO-M05 (Standard provided by the manufacturer) | Method Development
| Animal | 1536 | Boscalid | M510F01 [2-chloro-N-(4′-chloro-5-hydroxybiphenyl-2-yl)nicotinamide] | WD - Animal (2024) |  | Reg. (EU) 2022/1324 Applicable from 18/08/2022 | Boscalid (F) (R); (R) code 1000000 except 1040000, 1011010, 1011020, 1011050, 1012010, 1012020, 1012050, 1013010, 1013020, 1013050, 1014010, 1014020, 1014050, 1015010, 1015020, 1015050, 1016010, 1016020, 1017010, 1017020, 1017050, 1020000, 1030000: Sum of boscalid and its hydroxy metabolite 2-chloro-N-(4′-chloro-5-hydroxybiphenyl-2-yl)nicotinamide (free and conjugated) expressed as boscalid | 1A | Finding reported here are related to honey, but the substance is also included here as findings in feed are expected. | MRM | SRM | Yes | Yes | [40 empty] | AO-M05 (Standard provided by the manufacturer) | Method Development | SRM-36 | Anal. Observation Report
| Plant | 589 | Boscalid | Boscalid | MACP - Plant (2024 ff) |  | Reg. (EU) 2022/1324 Applicable from 18/08/2022 | Boscalid (F) (R) | Obligatory | All (see 'Products to be sampled in 2024'-sheet) | MRM | MRM | Yes | Yes | 0.001 | 1.6 | 99 | 99 | 10 | 1403 | 12 | 0.01 | 0.125 | 90.6 | 91 | 8 | 99 | 7 | 0.05 | 0.05 | 103 | 103 | 5 | 4 | 1 | [15 empty] | FV2010-M1; FV2010-M4; FV2013-M8; FV2013-M10; FV2014-M11; FV2014-M12; FV2014-M15; FV2014-M16; FV2015-M17; FV2015-M18; FV2015-M19; FV2017-CEN; FV2017-M22; FV2018-M24; FV2018-M25; FV2019-M29; FV2019-M30; FV2019-M31; FV2019-M32; FV2019-M34; FV 2020-M35; FV 2020-M37; FV 2020-M38; FV 2020-M39; FV 2020-M42; FV 2021-M43 | Method Development, Method Validation, HRAMS Database, Analytical Observation | CF-6; CF-11; CF-12; CF-14; CF-22; CF-27; CF-28; CF-31A; CF-33; CF-35; CF-36; CF-(S1-S9) | Method Validation; Method Validation; Method Validation; Method Validation; Method Validation; Method Validation; Method Validation; Method Validation; Method Validation; Method Validation; Method Validation; Screening Report
| Plant | 48 | Bromide | Bromide (inorg.) | MACP - Plant (2024 ff) |  | Reg. (EC) No 839/2008; Applicable from: 01.09.2008 | Bromide ion | Obligatory (certain commodities) | It shall only be analysed in and on sweet peppers/bell peppers in 2024; in and on lettuces and tomatoes in 2025; in and on brown rice in 2026. | SRM | SRM | No | Difficult | [28 empty] | 1 | 5 | 102 | 103 | 10 | 20 | 1 | [7 empty] | SRM-06; SRM-09 | Method Development; Method Validation
| Plant | 48 | Bromide | Bromide (inorg.) | WD - Plant (2024) | Annex I (risk management support) | Reg. (EC) No 839/2008; Applicable from: 01.09.2008 | Bromide ion |  | In the context of discussions on Multiple source substances for which Annex IV inclusion is not recommended, discussions on bromide background levels in different products listed in Annex 1 to Regulation (EC) No 396/2005 were initiated at the Standing Committee on Plants, Animals, Food and Feed (ScoPAFF) – Section Phytopharmaceuticals, Pesticides Residues in November 2020 and further discussed since then. A first overview on bromide background levels collected by EFSA over the last years and presented at the SCoPAFF of 22/23 September 2021 shows that further data are needed for several commodities. When drawing up national monitoring programmes MS should focus on those commodities for which data are still lacking, so that the database can be completed. | SRM | SRM | No | Difficult | [28 empty] | 1 | 5 | 102 | 103 | 10 | 20 | 1 | [7 empty] | SRM-06; SRM-09 | Method Development; Method Validation
| Plant | 53 | Bromopropylate | Bromopropylate | MACP - Plant (2024 ff) |  | Reg. (EU) No 2023/710; Applicable from 21/10/2023 | Bromopropylate (F) | Obligatory | All (see 'Products to be sampled in 2024'-sheet) | MRM | MRM | Yes | No | 0.002 | 1 | 102 | 102 | 9 | 1295 | 15 | 0.01 | 0.25 | 76.6 | 78 | 9 | 15 | 3 | 0.01 | 0.05 | 95 | 94 | 7 | 20 | 1 | 0.005 | 0.025 | 96.1 | 96 | 9 | 48 | 1 | [8 empty] | FV2010-M1; FV2010-M3; FV2010-M4; FV2012-M6; FV2013-M10; FV2014-M11; FV2014-M12; FV2015-M17; FV2017-M22; FV2018-M25; FV2018-M28; FV2019-M29; FV2019-M34; FV 2020-M35; FV 2020-M37; FV 2021-M43 | Method Development, Method Validation, HRAMS Database, Analytical Observation | CF-2; CF-21; CF-22; CF-27; CF-28; CF-31A; CF-33; CF-35; CF-36; CF-(S1-S9) | Method Validation; Method Validation; Method Validation; Method Validation; Method Validation; Method Validation; Method Validation; Method Validation; Method Validation; Screening Report
| Plant | 55 | Bupirimate | Bupirimate | MACP - Plant (2024 ff) |  | Reg. (EU) 2020/1566; Applicable from: 17/05/2021 | Bupirimate (R) (F) (A) | Obligatory | All (see 'Products to be sampled in 2024'-sheet) | MRM | MRM | Yes | Yes | 0.002 | 1 | 99 | 99 | 10 | 989 | 13 | 0.01 | 0.375 | 91.2 | 91 | 7 | 66 | 5 | 0.05 | 0.05 | 102 | 105 | 5 | 3 | 1 | 0.02 | 0.1 | 90.5 | 89 | 23 | 29 | 1 | [8 empty] | FV2010-M1; FV2010-M3; FV2010-M4; FV2012-M6; FV2012-M7; FV2013-M10; FV2014-M11; FV2014-M12; FV2014-M15; FV2014-M16; FV2015-M17; FV2015-M18; FV2015-M19; FV2017-CEN; FV2017-M22; FV2018-M24; FV2018-M25; FV2018-M27; FV2019-M29; FV2019-M30; FV2019-M31; FV2019-M32; FV2019-M34; FV 2020-M35; FV 2020-M37; FV 2020-M38; FV 2020-M39; FV 2020-M42; FV 2021-M43 | Method Development, Method Validation, Analytical observation, HRAMS Database | CF-1; CF-15; CF-21; CF-22; CF-26; CF-27; CF-28; CF-31A; CF-33; CF-35; CF-36; CF-(S1-S9) | Method Validation; Method Validation; Method Validation; Method Validation; Method Validation; Method Validation; Method Validation; Method Validation; Method Validation; Method Validation; Method Validation; Screening Report
| Plant | 56 | Buprofezin | Buprofezin | MACP - Plant (2024 ff) |  | Reg. (EU) 2019/91 Applicable from: 13/08/2019 | Buprofezin (F) | Obligatory | All (see 'Products to be sampled in 2024'-sheet) | MRM | MRM | Yes | Yes | 0.002 | 5 | 99.5 | 99 | 10 | 1610 | 12 | 0.01 | 0.125 | 82.8 | 84 | 9 | 51 | 3 | 0.01 | 0.05 | 83.2 | 82 | 12 | 26 | 1 | [15 empty] | FV2010-M1; FV2010-M4; FV2012-M7; FV2013-M8; FV2013-M10; FV2014-M11; FV2014-M12; FV2014-M15; FV2014-M16; FV2015-M17; FV2015-M18; FV2015-M19; FV2017-CEN; FV2017-M22; FV2018-M24; FV2018-M25; FV2019-M29; FV2019-M30; FV2019-M31; FV2019-M32; FV2019-M34; FV 2020-M35; FV 2020-M37; FV 2020-M38; FV 2020-M39; FV 2020-M42; FV 2021-M43 | Method Development, Method Validation, HRAMS Database, Analytical Observation | CF-1; CF-10; CF-15; CF-21; CF-22; CF-26; CF-27; CF-28; CF-31A; CF-33; CF-35; CF-36; CF-(S1-S9) | Method Validation; Method Validation; Method Validation; Method Validation; Method Validation; Method Validation; Method Validation; Method Validation; Method Validation; Method Validation; Method Validation; Method Validation; Screening Report
| Plant | 62 | Captan | Captan | MACP - Plant (2024 ff) |  | Reg. (EU) 2019/1015 Applicable from: 11/07/2019 | Captan (Sum of captan and THPI, expressed as captan) (R) | Obligatory | All (see 'Products to be sampled in 2024'-sheet) | MRM/SRM | MRM/SRM | Yes | Yes | 0.002 | 1 | 90.8 | 90 | 13 | 468 | 7 | 0.01 | 0.25 | 102.5 | 110 | 20 | 15 | 3 | 0.05 | 0.05 | 67.5 | 70 | 11 | 4 | 1 | 0.02 | 0.1 | 84.2 | 68 | 52 | 34 | 1 | [8 empty] | FV2010-M1; FV2010-M4; FV2015-M17; FV2017-M22; FV2018-M25; FV2019-M29; FV2019-M34 | Method Development, Method Validation, HRAMS Database | CF-28 | Method Validation |  |  | SRM-07; SRM-42 | Method validation; Method development
| Plant | 63 | Captan | Captan (Sum) | MACP - Plant (2024 ff) |  | Reg. (EU) 2019/1015 Applicable from: 11/07/2019 | Captan (Sum of captan and THPI, expressed as captan) (R) | Obligatory | All (see 'Products to be sampled in 2024'-sheet) |  | MRM/SRM | Yes | Yes | [42 empty] | SRM-07; SRM-42; SRM-49 | Method validation; Method development
| Plant | 557 | Captan | Tetrahydrophthalimide | MACP - Plant (2024 ff) |  | Reg. (EU) 2019/1015 Applicable from: 11/07/2019 | Captan (Sum of captan and THPI, expressed as captan) (R) | Obligatory | All (see 'Products to be sampled in 2024'-sheet) | MRM | MRM/SRM | Yes | Yes | 0.05 | 1 | 100.4 | 99 | 11 | 31 | 2 | 0.05 | 0.05 | 80 | 80 |  | 1 | 1 | 0.01 | 0.05 | 97 | 98 | 15 | 16 | 1 | [15 empty] | FV2010-M4; FV2017-M22; FV2018-M25; FV 2020-M35 | Method Development, HRAMS Database |  |  |  |  | SRM-07; SRM-42; SRM-49 | Method validation; Method development
| Plant | 64 | Carbaryl | Carbaryl | MACP - Plant (2024 ff) |  | Reg. (EU) No 1096/2014; Applicable from: 07.05.2015 | Carbaryl (F) | Obligatory | All (see 'Products to be sampled in 2024'-sheet) | MRM | MRM | Difficult | Yes | 0.002 | 0.1 | 99 | 99 | 12 | 1045 | 10 | 0.01 | 0.125 | 95.5 | 95 | 7 | 44 | 3 | 0.05 | 0.05 | 92 | 91 | 9 | 13 | 1 | [15 empty] | FV2010-M1; FV2010-M4; FV2012-M7; FV2013-M8; FV2014-M11; FV2014-M12; FV2014-M15; FV2014-M16; FV2015-M18; FV2015-M19; FV2017-CEN; FV2018-M24; FV2018-M27; FV2018-M28; FV2019-M29; FV2019-M30; FV2019-M31; FV2019-M32; FV2019-M34; FV 2020-M37; FV 2020-M38; FV 2020-M39; FV 2020-M42 | Method Development, Method Validation, Analytical observation, HRAMS Database | CF-12; CF-22; CF-26; CF-28; CF-31; CF-33; CF-35; CF-36; CF-(S1-S9) | Method Validation; Method Validation; Method Validation; Method Validation; Method Validation; Method Validation; Method Validation; Method Validation; Screening Report
| Honey | 65 | Carbendazim | Carbendazim (incl. Benomyl) | WD - Honey (2024) | Annex II (Support requested from EURLs) | Reg. (EU) No 559/2011; Applicable from: 01.01.2012 | Carbendazim and benomyl (sum of benomyl and carbendazim expressed as carbendazim) (R) |  | Honey | MRM/SRM | MRM/SRM | No | Yes | [40 empty] | AO-M28 | Method validation
| Honey | 1677 | Carbendazim | Carbendazim (sum, following chemical conversion of thiophanate methyl to Carbendazim) | WD - Honey (2024) | Annex II (Support requested from EURLs) | Reg. (EU) No 559/2011; Applicable from: 01.01.2012 | Carbendazim - code 1000000: Carbendazim and thiophanate-methyl, expressed as carbendazim |  | Honey |  | MRM/SRM | No | Yes | [40 empty] | AO-M09 | Method Development
| Honey | 1677 | Carbendazim | Carbendazim (sum, of CBZ and TPM expr. as CBZ, calculated) | WD - Honey (2024) | Annex II (Support requested from EURLs) | Reg. (EU) No 559/2011; Applicable from: 01.01.2012 | Carbendazim - code 1000000: Carbendazim and thiophanate-methyl, expressed as carbendazim |  | Honey |  | MRM/SRM | No | Yes | [40 empty] | AO-M09 | Method Development
| Honey | 428 | Carbendazim | Thiophanate-Methyl | WD - Honey (2024) | Annex II (Support requested from EURLs) | Reg. (EU) No 559/2011; Applicable from: 01.01.2012 | Thiophanate-methyl - code 1000000: Carbendazim and thiophanate-methyl, expressed as carbendazim |  | Honey | MRM/SRM | MRM/SRM | No | Yes | [40 empty] | AO-M09 | Method Development
| Plant | 65 | Carbendazim | Carbendazim (incl. Benomyl) | MACP - Plant (2024 ff) |  | Reg. (EU) No 559/2011; Applicable from: 01.01.2012 | Carbendazim and benomyl (sum of benomyl and carbendazim expressed as carbendazim) (R) | Obligatory | All (see 'Products to be sampled in 2024'-sheet) | MRM/SRM | MRM/SRM | No | Yes | 0.002 | 2.5 | 90.3 | 89 | 14 | 1866 | 16 | 0.01 | 0.125 | 78.2 | 78 | 11 | 119 | 7 | 0.05 | 0.05 | 97 | 97 | 7 | 2 | 1 | [15 empty] | FV2010-M1, FV2010-M4, FV2012-M6, FV2012-M7, FV2013-M8, FV2014-M11, FV2014-M12, FV2014-M15, FV2014-M16, FV2015-M18, FV2015-M19, FV2017-CEN, FV2018-M24, FV2018-M28, FV2019-M30, FV2019-M31, FV2019-M32, FV2019-M34 FV 2020-M38; FV 2020-M39; FV 2020-M42 | Analytical observation, Method development, Method Validation, HRAMS Database | CF-15; CF-21; CF-22; CF-26; CF-28; CF-31A; CF-35; CF-36; CF-(S1-S9) | Method Validation; Method Validation; Method Validation; Method Validation; Method Validation; Method Validation; Method Validation; Method Validation; Screening Report
| Plant | 428 | Carbendazim | Thiophanate-Methyl | MACP - Plant (2024 ff) |  | Reg. (EU) No 559/2011; Applicable from: 01.01.2012 | Thiophanate-methyl (R) | Obligatory | All (see 'Products to be sampled in 2024'-sheet) | MRM/SRM | MRM/SRM | No | Yes | 0.002 | 2.5 | 101 | 101 | 17 | 679 | 9 | 0.01 | 0.125 | 93 | 93 | 11 | 45 | 3 | [22 empty] | FV2010-M1, FV2010-M4, FV2012-M7, FV2014-M11, FV2014-M15, FV2014-M16, FV2018-M24, FV2019-M29, FV 2020-M39 | Method Development, Method Validation, HRAMS Database | CF-8; CF-31A; CF-35; CF-(S1-S9) | Method Validation; Method Validation; Method Validation; Screening Report
| Plant | 646 | Carbofuran | 3-Hydroxycarbofuran | MACP - Plant (2024 ff) |  | Regulation (EU) 2015/399; Applicable from: 03/10/2015 | Carbofuran (sum of carbofuran (including any carbofuran generated from carbosulfan, benfuracarb or furathiocarb) and 3-OH carbofuran expressed as carbofuran) (R) | Obligatory | All (see 'Products to be sampled in 2024'-sheet) | MRM | MRM | Yes | Yes | FV2010-M1, FV2010-M4, FV2012-M6, FV2012-M7, FV2013-M8, FV2013-M10, FV2014-M12, FV2014-M16, FV2015-M17, FV2015-M19, FV2017-CEN, FV2017-M22, FV2018-M24, FV2018-M25, FV2019-M29, FV2019-M32, FV2019-M34 | Method Development, Method Validation, HRAMS Database | CF-2; CF-22; CF-26; CF-28; CF-31A; CF-33 | Method Validation; Method Validation; Method Validation; Method Validation; Method Validation; Method Validation |  |  | SRM-23 | Anal. Observ. Report | [30 empty] | CF-35; CF-(S1-S9) | Method Validation; Screening Report
| Plant | 31 | Carbofuran | Benfuracarb | MACP - Plant (2024 ff) |  | Regulation (EU) 2015/399; Applicable from: 03/10/2015 | Carbofuran (sum of carbofuran (including any carbofuran generated from carbosulfan, benfuracarb or furathiocarb) and 3-OH carbofuran expressed as carbofuran) (R) | Obligatory | All (see 'Products to be sampled in 2024'-sheet) | MRM/SRM | MRM/SRM | No | Yes | 0.02 | 0.1 | 70.1 | 69 | 18 | 94 | 2 | 0.01 | 0.1 | 98.6 | 97 | 5 | 10 | 1 | 0.05 | 0.05 | 113 | 113 | 4 | 2 | 1 | [15 empty] | FV2010-M4; FV2012-M7; FV2015-M18; FV2019-M34; | Method Development, HRAMS Database | CF-15; CF-31A; CF-(S1-S9) | Method Validation; Method Validation; Screening Report |  |  | SRM-23 | Anal. Observ. Report
| Plant | 67 | Carbofuran | Carbofuran | MACP - Plant (2024 ff) |  | Regulation (EU) 2015/399; Applicable from: 03/10/2015 | Carbofuran (sum of carbofuran (including any carbofuran generated from carbosulfan, benfuracarb or furathiocarb) and 3-OH carbofuran expressed as carbofuran) (R) | Obligatory | All (see 'Products to be sampled in 2024'-sheet) | MRM | MRM | Difficult | Yes | 0.0005 | 0.24 | 101 | 103 | 13 | 1138 | 10 | 0.01 | 0.125 | 100.1 | 100 | 6 | 53 | 4 | 0.05 | 0.05 | 98 | 94 | 7 | 3 | 1 | [15 empty] | FV2010-M1; FV2010-M4; FV2012-M6; FV2012-M7; FV2013-M8; FV2013-M10; FV2014-M12; FV2014-M16; FV2015-M17; FV2015-M19; FV2017-CEN; FV2017-M22; FV2018-M24; FV2018-M25; FV2019-M29; FV2019-M32; FV2019-M34; FV 2020-M37; FV 2020-M38; FV 2020-M39; FV 2020-M42 | Method Development, Method Validation, HRAMS Database, Analytical observation | CF-2; CF-22; CF-26; CF-28; CF-31A; CF-33; CF-35; CF-36; CF-(S1-S9) | Method Validation; Method Validation; Method Validation; Method Validation; Method Validation; Method Validation; Method Validation; Method Validation; Screening Report |  |  | SRM-23 | Anal. Observ. Report
| Plant | 712 | Carbofuran | Carbofuran (sum) | MACP - Plant (2024 ff) |  | Regulation (EU) 2015/399; Applicable from: 03/10/2015 | Carbofuran (sum of carbofuran (including any carbofuran generated from carbosulfan, benfuracarb or furathiocarb) and 3-OH carbofuran expressed as carbofuran) (R) | Obligatory | All (see 'Products to be sampled in 2024'-sheet) |  | MRM/SRM | Difficult | Yes | FV2010-M1, FV2010-M4, FV2012-M6, FV2012-M7, FV2013-M8, FV2013-M10, FV2014-M12, FV2014-M16, FV2015-M17, FV2015-M19, FV2017-CEN, FV2017-M22, FV2018-M24, FV2018-M25, FV2019-M29, FV2019-M32, FV2019-M34 | Method Development, Method Validation, HRAMS Database | CF-2; CF-22; CF-26; CF-28; CF-31A; CF-33 | Method Validation; Method Validation; Method Validation; Method Validation; Method Validation; Method Validation |  |  | SRM-23 | Anal. Observ. Report | [34 empty] | SRM-23 | Anal. Observ. Report
| Plant | 69 | Carbofuran | Carbosulfan | MACP - Plant (2024 ff) |  | Regulation (EU) 2015/399; Applicable from: 03/10/2015 | Carbofuran (sum of carbofuran (including any carbofuran generated from carbosulfan, benfuracarb or furathiocarb) and 3-OH carbofuran expressed as carbofuran) (R) | Obligatory | All (see 'Products to be sampled in 2024'-sheet) | MRM/SRM | MRM/SRM | Difficult | Yes | 0.02 | 0.1 | 89 | 90 | 15 | 220 | 2 | 0.01 | 0.1 | 84.5 | 78 | 18 | 12 | 2 | 0.05 | 0.05 | 86 | 84 | 14 | 3 | 1 | [15 empty] | FV2010-M4; FV2012-M7; FV2014-M11; FV2018-M24; FV2018-M27; FV 2020-M35 | Method Development, Analytical observation, HRAMS Database | CF-22; CF-27; CF-28; CF-31A; CF-33; CF-(S1-S9) | Method Validation; Method Validation; Method Validation; Method Validation; Method Validation; Screening Report |  |  | SRM-23 | Anal. Observ. Report
| Plant | 240 | Carbofuran | Furathiocarb | MACP - Plant (2024 ff) |  | Regulation (EU) 2015/399; Applicable from: 03/10/2015 | Carbofuran (sum of carbofuran (including any carbofuran generated from carbosulfan, benfuracarb or furathiocarb) and 3-OH carbofuran expressed as carbofuran) (R) | Obligatory | All (see 'Products to be sampled in 2024'-sheet) | MRM/SRM | MRM/SRM | Difficult | Yes | 0.002 | 1 | 98 | 98 | 10 | 400 | 5 | 0.01 | 0.125 | 95.5 | 94 | 6 | 45 | 2 | 0.05 | 0.05 | 118 | 118 | 16 | 3 | 1 | [15 empty] | FV2010-M4; FV2012-M7; FV2014-M12; | Method Development, HRAMS Database | CF-2; CF-28; CF-(S1-S9) | Method Validation; Method Validation; Screening Report |  |  | SRM-23 | Anal. Observ. Report
| Plant | 1044 | Chlorantraniliprole | Chlorantraniliprole | MACP - Plant (2024 ff) |  | Reg. (EU) 2022/1343 Applicable from 22/02/2023 | Chlorantraniliprole (F) | Obligatory | All (see 'Products to be sampled in 2024'-sheet) | MRM | No Data | Difficult | Yes | 0.002 | 0.5 | 99.9 | 99 | 12 | 340 | 6 | 0.01 | 0.125 | 86 | 87 | 8 | 17 | 2 | 0.05 | 0.05 | 99.5 | 100 | 16 | 2 | 1 | [15 empty] | FV2014-M11; FV2014-M12; FV2014-M16; FV2015-M18; FV2015-M19; FV2017-CEN; FV2018-M24; FV2019-M29; FV2019-M30; FV2019-M31; FV2019-M32; FV2019-M34; FV 2020-M37; FV 2020-M38; FV 2020-M39; FV 2020-M42 | Method Development, Method Validation, HRAMS Database, Analytical observation | CF-8; CF-23B; CF-28 | Method Validation; Method Validation; Method Validation
| Honey | 1442 | Chlorate | Chlorate | WD - Honey (2024) |  | Reg. (EU) 2020/749 Applicable from: 28/06/2020 | Chlorate (A) |  | Honey | SRM | SRM | No | Yes | [28 empty] | 0.01 | 4.469 | 102 | 102 | 10 | 142 | 3 | [7 empty] | SRM-09 | Method Development; Method Validation
| Plant | 1442 | Chlorate | Chlorate | WD - Plant (2024) | Annex I (risk management support) | Reg. (EU) 2020/749 Applicable from: 28/06/2020 | Chlorate (A) |  | mainly relevant in vegetables (especially leafy vegetables) that are irrigated with chlorate containing water; in food that is washed with chlorinated water (e.g. carrots), in processed products of animal or plant origin that come into contact with surfaces (containers, tubes, packaging lines etc.) that are sanitized (including milk, baby food, juices). | SRM | SRM | No | Yes | [42 empty] | SRM-09 | Method development Method Validation
| Animal | 1442 | Chlorate | Chlorate | WD - Animal (2024) | Annex I (risk management support) | Reg. (EU) 2020/749 Applicable from: 28/06/2020 | Chlorate (A) |  | mainly relevant in vegetables (especially leafy vegetables) that are irrigated with chlorate containing water; in food that is washed with chlorinated water (e.g. carrots), in processed products of animal or plant origin that come into contact with surfaces (containers, tubes, packaging lines etc.) that are sanitized (including milk, baby food, juices). | SRM | SRM | No | Yes | [28 empty] | 0.01 | 4.469 | 102 | 102 | 10 | 142 | 3 | [7 empty] | SRM-09 | Method Development; Method Validation
| Animal | 77 | Chlordane | Chlordane (sum) | MACP - Animal (2024 ff) |  | Reg. (EC) No 149/2008; Applicable from: 01/09/2008 | Chlordane - code 1000000: Sum of cis- and trans-isomers and oxychlordane expressed as chlordane | Obligatory | All (see 'Products to be sampled in 2024'-sheet) |  | MRM | Yes | Difficult | [40 empty] | AO-M02; AO-M14; AO-M15; AO-M12; AO-M24; AO-M25; AO-M33; AO-M34; AO-M36 | Method Development; Method Validation
| Animal | 834 | Chlordane | Chlordane, cis- | MACP - Animal (2024 ff) |  | Reg. (EC) No 149/2008; Applicable from: 01/09/2008 | Chlordane - code 1000000: Sum of cis- and trans-isomers and oxychlordane expressed as chlordane | Obligatory | All (see 'Products to be sampled in 2024'-sheet) | MRM | MRM | Yes | No | [40 empty] | AO-M02; AO-M14; AO-M15; AO-M12; AO-M24; AO-M25; AO-M33; AO-M34; AO-M36 | Method Development; Method Validation
| Animal | 77 | Chlordane | Chlordane (sum) | WD - Honey (2024) | Annex VII | Reg. (EC) No 149/2008; Applicable from: 01/09/2008 | Chlordane - code 1000000: Sum of cis- and trans-isomers and oxychlordane expressed as chlordane |  | Honey |  | MRM | Yes | Difficult | [40 empty] | AO-M08; AO-M12; AO-M22; AO-M24 | Method Development; Method Validation
| Animal | 1006 | Chlordane | Chlordane, trans- | MACP - Animal (2024 ff) |  | Reg. (EC) No 149/2008; Applicable from: 01/09/2008 | Chlordane - code 1000000: Sum of cis- and trans-isomers and oxychlordane expressed as chlordane | Obligatory | All (see 'Products to be sampled in 2024'-sheet) | MRM | MRM | Yes | No | [40 empty] | AO-M02; AO-M14; AO-M15; AO-M12; AO-M25; AO-M33; AO-M34; AO-M36 | Method Development; Method Validation
| Animal | 834 | Chlordane | Chlordane, cis- | WD - Honey (2024) | Annex VII | Reg. (EC) No 149/2008; Applicable from: 01/09/2008 | Chlordane - code 1000000: Sum of cis- and trans-isomers and oxychlordane expressed as chlordane |  | Honey | MRM | MRM | Yes | No | [40 empty] | AO-M08; AO-M12; AO-M22; AO-M24 | Method Development; Method Validation
| Animal | 552 | Chlordane | Oxychlordane | MACP - Animal (2024 ff) |  | Reg. (EC) No 149/2008; Applicable from: 01/09/2008 | Chlordane - code 1000000: Sum of cis- and trans-isomers and oxychlordane expressed as chlordane | Obligatory | All (see 'Products to be sampled in 2024'-sheet) | MRM | MRM | Yes | No Data | [40 empty] | AO-M02; AO-M14; AO-M15; AO-M12; AO-M24; AO-M25; AO-M33; AO-M34; AO-M36 | Method Development; Method Validation
| Animal | 1006 | Chlordane | Chlordane, trans- | WD - Honey (2024) | Annex VII | Reg. (EC) No 149/2008; Applicable from: 01/09/2008 | Chlordane - code 1000000: Sum of cis- and trans-isomers and oxychlordane expressed as chlordane |  | Honey | MRM | MRM | Yes | No | [40 empty] | AO-M08; AO-M12; AO-M22; AO-M24 | Method Development; Method Validation
| Animal | 552 | Chlordane | Oxychlordane | WD - Honey (2024) | Annex VII | Reg. (EC) No 149/2008; Applicable from: 01/09/2008 | Chlordane - code 1000000: Sum of cis- and trans-isomers and oxychlordane expressed as chlordane |  | Honey | MRM | MRM | Yes | No Data | [40 empty] | AO-M08; AO-M12; AO-M22; AO-M24 | Method Development; Method Validation
| Plant | 505 | Chlorfenapyr | Chlorfenapyr | MACP - Plant (2024 ff) |  | Reg. (EU) No 899/2012; Applicable from: 26.04.2013 | Chlorfenapyr | Obligatory | All (see 'Products to be sampled in 2024'-sheet) | MRM | MRM | Yes | No | 0.002 | 0.2 | 102 | 102 | 12 | 1096 | 12 | 0.01 | 0.25 | 94 | 96 | 8 | 16 | 3 | 0.05 | 0.05 | 88 | 92 | 15 | 5 | 1 | [15 empty] | FV2010-M3; FV2010-M4; FV2012-M6; FV2012-M7; FV2014-M11; FV2014-M12; FV2015-M17; FV2017-M22; FV2018-M25; FV2018-M28; FV2019-M29; FV2019-M34; FV 2020-M35; FV 2020-M37; FV 2021-M43 | Method Development, Method Validation, HRAMS Database, Analytical Observation | CF-6; CF-21; CF-22; CF-27; CF-28; CF-31A; CF-33; CF-35; CF-36; CF-(S1-S9) | Method Validation; Method Validation; Method Validation; Method Validation; Method Validation; Method Validation; Method Validation; Method Validation; Method Validation; Screening Report
| Honey | 81 | Chlorfenvinphos | Chlorfenvinphos | WD - Honey (2024) | Annex VII | Reg. (EU) No 1138/2013; Applicable from: 06.06.2014 | Chlorfenvinphos (F) |  | Honey | MRM | MRM | Yes | Yes | [40 empty] | AO-M08 | Method Development
| Plant | 82 | Chlorfluazuron | Chlorfluazuron | WD - Plant (2024) | Annex IV (few findings) | - | _No specific RD established so far | 1B |  | MRM | MRM | No | Yes | 0.002 | 0.2 | 99.4 | 99 | 14 | 120 | 3 | 0.01 | 0.125 | 89.2 | 89 | 9 | 21 | 2 | [22 empty] | FV2012-M7; FV2018-M28; FV2019-M32; FV2019-M33; FV2019-M34; FV 2020-M35; FV 2020-M38; FV 2020-M39; FV 2020-M42 | Method Development, Method Validation, HRAMS Database, Analytical observation | CF-23B; CF-28 | Method Validation; Method Validation
| Plant | 84 | Chloridazon | Chloridazon | WD - Plant (2024) | Annex II (Support requested from EURLs) | Reg. (EU) No 2023/710; Applicable from 21/10/2023 | Chloridazon (R) (sum of chloridazon and chloridazon-desphenyl, expressed as chloridazon) | 2A | Residue findings mainly concern table grapes and various leafy vegetables and fresh herbs such as basil, chives, dill, celery, ruccola, chards, kale, leeks, parsley, spinach and lettuce. | MRM | SRM | Difficult | Yes | [36 empty] | FV 2020-M38; FV 2020-M39; FV 2020-M42 | Analytical observation, Method development, Method Validation | CF-13; CF-24; CF-25; CF-28; CF-(S1-S9) | Method Validation; Method Validation; Method Validation; Method Validation; Screening Report
| Plant | 1760 | Chloridazon | Chloridazon (Sum) | WD - Plant (2024) | Annex II (Support requested from EURLs) | Reg. (EU) No 2023/710; Applicable from 21/10/2023 | Chloridazon (R) (sum of chloridazon and chloridazon-desphenyl, expressed as chloridazon) | 2A | Residue findings mainly concern table grapes and various leafy vegetables and fresh herbs such as basil, chives, dill, celery, ruccola, chards, kale, leeks, parsley, spinach and lettuce. |  | SRM | [38 empty] | See single components |  | See single components
| Plant | 1535 | Chloridazon | Chloridazon-desphenyl | WD - Plant (2024) | Annex II (Support requested from EURLs) | Reg. (EU) No 2023/710; Applicable from 21/10/2023 | Chloridazon (R) (sum of chloridazon and chloridazon-desphenyl, expressed as chloridazon) | 2A | Residue findings mainly concern table grapes and various leafy vegetables and fresh herbs such as basil, chives, dill, celery, ruccola, chards, kale, leeks, parsley, spinach and lettuce. | SRM | SRM | No Data | Yes | [36 empty] | FV2012-M6; FV2012-M7; FV2017-M22; FV2018-M25; FV2019-M31; FV2019-M32; FV2019-M34 | Method Development, Method Validation, HRAMS Database |  |  |  |  | SRM-09; SRM-51 | Method Development; Method Validation; Analyt. Observ. | was für wdf haben die Spanier?
Added 10/23 | Animal | 86 | Chlormequat | Chlormequat | MACP - Animal (2024 ff) |  | Reg. (EU) 2022/1290 Applicable from 14/08/2022 | Chlormequat (sum of chlormequat and its salts, expressed as chlormequat-chloride) | Obligatory | It shall only be analysed in and on cow’s milk in 2025; in and on bovine liver in 2026. | SRM | SRM | No | Yes | [28 empty] | 0.01 | 0.05 | 101 | 100 | 9 | 100 | 10 | [7 empty] | SRM-09 | Method Development; Method Validation
| Honey | 86 | Chlormequat | Chlormequat | WD - Honey (2024) | Annex I (risk management support) | Reg. (EU) 2022/1290 Applicable from 14/08/2022 | Chlormequat (sum of chlormequat and its salts, expressed as chlormequat-chloride) |  | Honey | SRM | SRM | No | Yes | [42 empty] | SRM-09 | Method Development; Method Validation
| Plant | 86 | Chlormequat | Chlormequat | WD - Plant (2024) | Annex I (risk management support) | Reg. (EU) 2022/1290 Applicable from 14/08/2022 | Chlormequat (sum of chlormequat and its salts, expressed as chlormequat-chloride) | 2A | information needed on cultivated mushrooms; also relevant for e.g. cereals, fresh and dried sweet- and chili peppers, tomatoes, broccoli, lettuce, potatoes, stone fruits, pears, ginger, grapes and honey | SRM | SRM | No | Yes | [28 empty] | 0.01 | 0.05 | 101 | 100 | 9 | 100 | 10 | [7 empty] | SRM-09 | Method Development; Method Validation
| Plant | 86 | Chlormequat | Chlormequat | MACP - Plant (2024 ff) |  | Reg. (EU) 2022/1290 Applicable from 14/08/2022 | Chlormequat (sum of chlormequat and its salts, expressed as chlormequat-chloride) | Obligatory (certain commodities) | It shall only be analysed in and on aubergines, table grapes, cultivated fungi and wheat in 2024; in and on tomatoes, oats and barley in 2025; in and on carrots, pears, rye and brown rice in 2026. | SRM | SRM | No | Yes | [28 empty] | 0.01 | 0.55 | 101.9 | 102 | 9 | 695 | 12 | [7 empty] | SRM-08; SRM-09 | Method Development; Method Validation
| Animal | 75 | Chlorobenzilate | Chlorobenzilate | WD - Animal (2024) | Annex IV (few findings) | Reg. (EC) No 149/2008; Applicable from: 01.09.2008 | Chlorobenzilate (F) | 1A | Relevant matrices: animal fat, milk and eggs. | MRM | MRM | Yes | Difficult | [40 empty] | AO-M02; AO-M12; AO-M25; AO-M33; AO-M34 | Method Development; Method Validation
| Plant | 93 | Chlorothalonil | Chlorothalonil | MACP - Plant (2024 ff) |  | Reg. (EU) 2021/155; Applicable from: 02/09/2021 | Chlorothalonil (R) | Obligatory | All (see 'Products to be sampled in 2024'-sheet) | MRM/SRM | MRM/SRM | Difficult | No | 0.002 | 1 | 62 | 64 | 20 | 258 | 6 | 0.01 | 0.25 | 94.4 | 93 | 8 | 16 | 3 | 0.01 | 0.05 | 88 | 84 | 7 | 5 | 1 | 0.01 | 0.05 | 81.6 | 74 | 21 | 49 | 1 | [8 empty] | FV2010-M1; FV2010-M2; FV2014-M11; FV2014-M12; FV2015-M17; FV2017-M22; FV2018-M25; FV2019-M29; FV2019-M34; FV 2020-M35; FV 2020-M37; FV 2021-M43 | Method Development, Method Validation, HRAMS Database, Analytical Observation | CF-28; CF-(S1-S9) | Method Validation; Screening Report |  |  | SRM-10 | Method Validation
| Animal | 1409 | Chlorpropham | 4-HSA [4´-hydroxychlorpropham-O-sulphonic acid] | WD - Animal (2024) | Annex II (Support requested from EURLs) | Reg. (EU) 2023/377; Applicable from 14/09/2023 | Chlorpropham (F) (R) (R) Chlorpropham - codes 1016000 and 1030000: chlorpropham and 3-chloro-4-hydroxyaniline conjugates, expressed as chlorpropham; Chlorpropham - code 1000000 except 1016000, 1030000 and 1040000 : Chlorpropham and 4&acute;-hydroxychlorpropham-O-sulphonic acid (4-HSA),expressed as chlorpropham |  | Relevant for ruminant's and swine kidney. | SRM | SRM | No | No Data | [44 empty] | Hier sollten wir weitermachen mit dem Standard aus NL
| Animal | 87 | Chlorpropham | Chlorpropham | WD - Animal (2024) | Annex II (Support requested from EURLs) | Reg. (EU) 2023/377; Applicable from 14/09/2023 | Chlorpropham (F) (R) (R) Chlorpropham - codes 1016000 and 1030000: chlorpropham and 3-chloro-4-hydroxyaniline conjugates, expressed as chlorpropham; Chlorpropham - code 1000000 except 1016000, 1030000 and 1040000 : Chlorpropham and 4&acute;-hydroxychlorpropham-O-sulphonic acid (4-HSA),expressed as chlorpropham |  | Relevant for ruminant's and swine kidney. | MRM | SRM | Yes | Yes | [40 empty] | AO-M05; AO-M06; AO-M07; AO-M14; AO-M15; AO-M12 | Method Development; Method Validation
| Animal | 1142 | Chlorpropham | Chlorpropham (sum) | WD - Animal (2024) | Annex II (Support requested from EURLs) | Reg. (EU) 2023/377; Applicable from 14/09/2023 | Chlorpropham (F) (R) (R) Chlorpropham - codes 1016000 and 1030000: chlorpropham and 3-chloro-4-hydroxyaniline conjugates, expressed as chlorpropham; Chlorpropham - code 1000000 except 1016000, 1030000 and 1040000 : Chlorpropham and 4&acute;-hydroxychlorpropham-O-sulphonic acid (4-HSA),expressed as chlorpropham |  | Relevant for ruminant's and swine kidney. |  | SRM | [46 empty] | hier vielleicht extra Zeilen für die versch. AO Gruppen
| Plant | 87 | Chlorpropham | Chlorpropham | MACP - Plant (2024 ff) |  | Reg. (EU) 2023/377; Applicable from 14/09/2023 | Chlorpropham (F) (R) | Obligatory | All (see 'Products to be sampled in 2024'-sheet) | MRM | SRM | Yes | Yes | 0.001 | 2 | 100 | 100 | 13 | 717 | 10 | 0.01 | 0.25 | 85.4 | 89 | 18 | 22 | 3 | 0.01 | 0.05 | 96 | 95 | 10 | 19 | 1 | 0.08 | 0.4 | 87.2 | 86 | 8 | 44 | 1 | [8 empty] | FV 2020-M35; FV 2020-M37; FV 2021-M43 | Analytical observation, Method development | CF-11; CF-12; CF-14; CF-22; CF-27; CF-28; CF-31A; CF-33; CF-35; CF-36; CF-(S1-S9) | Method Validation; Method Validation; Method Validation; Method Validation; Method Validation; Method Validation; Method Validation; Method Validation; Method Validation; Method Validation; Screening Report
| Animal | 89 | Chlorpyrifos | Chlorpyrifos | MACP - Animal (2024 ff) |  | Reg. (EU) 2020/1085; Applicable from: 13/11/2020 | Chlorpyrifos (F) | Obligatory | All (see 'Products to be sampled in 2024'-sheet) | MRM | MRM | Yes | Yes | [40 empty] | EN1528; AO-M07; AO-M11; AO-M13; AO-M14; AO-M15; AO-M12; AO-M24; AO-M25; AO-M28; AO-M33 | Method Development; Method Validation
| Plant | 89 | Chlorpyrifos | Chlorpyrifos | MACP - Plant (2024 ff) |  | Reg. (EU) 2020/1085; Applicable from: 13/11/2020 | Chlorpyrifos (F) | Obligatory | All (see 'Products to be sampled in 2024'-sheet) | MRM | MRM | Yes | Yes | 0.002 | 4 | 101 | 101 | 9 | 1662 | 15 | 0.01 | 0.25 | 83.9 | 85 | 7 | 47 | 3 | 0.01 | 0.05 | 97.5 | 95 | 6 | 20 | 1 | [15 empty] | FV2010-M1; FV2010-M3; FV2010-M4; FV2012-M6; FV2013-M8; FV2013-M10; FV2014-M11; FV2014-M15; FV2014-M16; FV2015-M17; FV2017-CEN; FV2017-M22; FV2018-M24; FV2018-M25; FV2019-M29; FV2019-M30; FV2019-M31; FV2019-M32; FV2019-M34; FV 2020-M35; FV 2020-M36; FV 2020-M37; FV 2020-M38; FV 2021-M39; FV 2020-M42; FV 2020-M43 | Method Development, Method Validation, HRAMS Database, Analytical Observation | CF-11; CF-12; CF-14; CF-22; CF-27; CF-28; CF-31A; CF-33; CF-35; CF-36; CF-(S1-S9) | Method Validation; Method Validation; Method Validation; Method Validation; Method Validation; Method Validation; Method Validation; Method Validation; Method Validation; Method Validation; Screening Report
| Animal | 90 | Chlorpyrifos-Methyl | Chlorpyrifos-Methyl | MACP - Animal (2024 ff) |  | Reg. (EU) 2020/1085; Applicable from: 13/11/2020 | Chlorpyrifos-methyl (F) (R) | Obligatory | All (see 'Products to be sampled in 2024'-sheet) | MRM | MRM | Yes | Yes | [40 empty] | AO-M02; AO-M07; AO-M11; AO-M13; AO-M14; AO-M15; AO-M24; AO-M25; AO-M28; AO-M33 | Method Development; Method Validation
| Plant | 90 | Chlorpyrifos-Methyl | Chlorpyrifos-Methyl | MACP - Plant (2024 ff) |  | Reg. (EU) 2020/1085; Applicable from: 13/11/2020 | Chlorpyrifos-methyl (F) (R); Chlorpyrifos-methyl - code 500000: sum of chlorpyrifos-methyl and desmethyl chlorpyrifos-methyl | Obligatory | All (see 'Products to be sampled in 2024'-sheet) | MRM | MRM | Yes | Yes | 0.002 | 1 | 101 | 101 | 10 | 1861 | 17 | 0.01 | 0.25 | 87.5 | 86 | 7 | 92 | 7 | 0.01 | 0.05 | 95 | 94 | 13 | 19 | 1 | [15 empty] | FV2010-M1; FV2010-M3; FV2010-M4; FV2012-M6; FV2013-M8; FV2013-M10; FV2014-M11; FV2014-M12; FV2014-M16; FV2015-M17; FV2015-M18; FV2017-M22; FV2018-M24; FV2018-M25; FV2019-M29; FV2019-M31; FV2019-M32; FV2019-M34; FV 2020-M42; FV 2020-M35; FV 2020-M37; FV 2021-M43 | Method Development, Method Validation, HRAMS Database, Analytical Observation | CF-11; CF-12; CF-14; CF-22; CF-27; CF-28; CF-31A; CF-33; CF-35; CF-36; CF-(S1-S9) | Method Validation; Method Validation; Method Validation; Method Validation; Method Validation; Method Validation; Method Validation; Method Validation; Method Validation; Method Validation; Screening Report
| Plant | 90 | Chlorpyrifos-Methyl | Chlorpyrifos-Methyl | WD - Plant (2024) | Annex II (Support requested from EURLs) | Reg. (EU) 2020/1085; Applicable from: 13/11/2020 | Chlorpyrifos-methyl (F) (R); Chlorpyrifos-methyl - code 500000: sum of chlorpyrifos-methyl and desmethyl chlorpyrifos-methyl |  | cereals | MRM | MRM | Yes | Yes | FV2010-M1, FV2010-M3, FV2010-M4, FV2012-M6, FV2013-M8, FV2013-M10, FV2014-M11, FV2014-M12, FV2014-M16, FV2015-M17, FV2015-M18, FV2017-M22, FV2018-M24, FV2018-M25, FV2019-M29, FV2019-M31, FV2019-M32, FV2019-M34 | Method Development, Method Validation, HRAMS Database | CF-11; CF-12; CF-14; CF-22; CF-27; CF-28; CF-31A; CF-33 | Method Validation; Method Validation; Method Validation; Method Validation; Method Validation; Method Validation; Method Validation; Method Validation | [32 empty] | FV2010-M1; FV2010-M3; FV2010-M4; FV2012-M6; FV2013-M8; FV2013-M10; FV2014-M11; FV2014-M12; FV2014-M16; FV2015-M17; FV2015-M18; FV2017-M22; FV2018-M24; FV2018-M25; FV2019-M29; FV2019-M31; FV2019-M32; FV2019-M34; FV 2020-M42; FV 2020-M35; FV 2020-M37; FV 2021-M43 | Method Development, Method Validation, HRAMS Database, Analytical Observation | CF-11; CF-12; CF-14; CF-22; CF-27; CF-28; CF-31A; CF-33; CF-35; CF-36; CF-(S1-S9) | Method Validation; Method Validation; Method Validation; Method Validation; Method Validation; Method Validation; Method Validation; Method Validation; Method Validation; Method Validation; Screening Report
| Plant | 1999 | Chlorpyrifos-Methyl | Chlorpyrifos-Methyl (sum) | MACP - Plant (2024 ff) |  | Reg. (EU) 2020/1085; Applicable from: 13/11/2020 | Chlorpyrifos-methyl (F) (R); Chlorpyrifos-methyl - code 500000: sum of chlorpyrifos-methyl and desmethyl chlorpyrifos-methyl | Obligatory | All (see 'Products to be sampled in 2024'-sheet) |  | MRM |  |  | FV2010-M1, FV2010-M3, FV2010-M4, FV2012-M6, FV2013-M8, FV2013-M10, FV2014-M11, FV2014-M12, FV2014-M16, FV2015-M17, FV2015-M18, FV2017-M22, FV2018-M24, FV2018-M25, FV2019-M29, FV2019-M31, FV2019-M32, FV2019-M34 | Method Development, Method Validation, HRAMS Database | CF-11; CF-12; CF-14; CF-22; CF-27; CF-28; CF-31A; CF-33 | Method Validation; Method Validation; Method Validation; Method Validation; Method Validation; Method Validation; Method Validation; Method Validation
| Plant | 1999 | Chlorpyrifos-Methyl | Chlorpyrifos-Methyl (sum) | WD - Plant (2024) | Annex II (Support requested from EURLs) | Reg. (EU) 2020/1085; Applicable from: 13/11/2020 | Chlorpyrifos-methyl (F) (R); Chlorpyrifos-methyl - code 500000: sum of chlorpyrifos-methyl and desmethyl chlorpyrifos-methyl |  | cereals |  | MRM |  |  | 0.002 | 1 | 101 | 101 | 10 | 1861 | 17 | 0.01 | 0.25 | 87.5 | 86 | 7 | 92 | 7 | 0.01 | 0.05 | 95 | 94 | 13 | 19 | 1
| Plant | 1670 | Chlorpyrifos-Methyl | Desmethyl-Chlorpyrifos-Methyl | MACP - Plant (2024 ff) |  | Reg. (EU) 2020/1085; Applicable from: 13/11/2020 | Chlorpyrifos-methyl (F) (R); Chlorpyrifos-methyl - code 500000: sum of chlorpyrifos-methyl and desmethyl chlorpyrifos-methyl | Obligatory | All (see 'Products to be sampled in 2024'-sheet) | MRM | MRM | Yes | Yes | [44 empty] | wir haben schon mal was gemacht
| Plant | 1670 | Chlorpyrifos-Methyl | Desmethyl-Chlorpyrifos-Methyl | WD - Plant (2024) | Annex II (Support requested from EURLs) | Reg. (EU) 2020/1085; Applicable from: 13/11/2020 | Chlorpyrifos-methyl (F) (R); Chlorpyrifos-methyl - code 500000: sum of chlorpyrifos-methyl and desmethyl chlorpyrifos-methyl |  | cereals | MRM | MRM | Yes | Yes | [44 empty] | wir haben schon mal was gemacht
| Plant | 99 | Clofentezine | Clofentezine | MACP - Plant (2024 ff) |  | Reg. (EU) 2015/846; Applicable from: 25.06.2015 | Clofentezine (R); Clofentezine - codes 0500000 and 1000000: Sum of all compounds containing the 2-chlorobenzoyl moiety expressed as clofentezine | Obligatory | All (see 'Products to be sampled in 2024'-sheet) | MRM | MRM | Difficult | Yes | 0.001 | 0.3 | 99.5 | 98 | 12 | 1131 | 8 | 0.01 | 0.125 | 81.2 | 80 | 8 | 54 | 4 | 0.05 | 0.05 | 133 | 133 |  | 1 | 1 | [15 empty] | FV2010-M1; FV2010-M4; FV2012-M7; FV2014-M11; FV2014-M12; FV2014-M16; FV2015-M18; FV2015-M19; FV2017-CEN; FV2018-M24; FV2019-M29; FV2019-M30; FV2019-M31; FV2019-M32; FV2019-M34; FV 2020-M37; FV 2020-M38; FV 2020-M39; FV 2020-M42 | Method Development, Method Validation, HRAMS Database, Analytical observation | CF-6; CF-15; CF-21; CF-26; CF-27; CF-28; CF-31A; CF-32; CF-33; CF-35; CF-36; CF-(S1-S9) | Method Validation; Method Validation; Method Validation; Method Validation; Method Validation; Method Validation; Method Validation; Method Validation; Method Validation; Method Validation; Method Validation; Screening Report
| Plant | 1838 | Clofentezine | Clofentezine (sum) | MACP - Plant (2024 ff) |  | Reg. (EU) 2015/846; Applicable from: 25.06.2015 | Clofentezine (R); Clofentezine - codes 0500000 and 1000000: Sum of all compounds containing the 2-chlorobenzoyl moiety expressed as clofentezine | Obligatory | All (see 'Products to be sampled in 2024'-sheet) |  | SRM | Difficult | Yes | 0.001 | 0.3 | 99.5 | 98 | 12 | 1131 | 8 | 0.01 | 0.125 | 81.2 | 80 | 8 | 54 | 4 | 0.05 | 0.05 | 133 | 133 |  | 1 | 1
| Plant | 100 | Clomazone | Clomazone | WD - Plant (2024) | Annex IV (few findings) | Reg. (EU) 2019/50 Applicable from: 01/01/2019 | Clomazone | 1B | Findings in carrots and caulifower | MRM | MRM | Yes | Yes | 0.001 | 2.5 | 99 | 99 | 9 | 1060 | 13 | 0.01 | 0.25 | 88.5 | 89 | 8 | 95 | 8 | 0.05 | 0.05 | 101.5 | 102 | 4 | 2 | 1 | [15 empty] | FV2010-M4; FV2012-M7; FV2015-M18; FV2018-M24; FV2018-M26; FV2019-M30; FV2019-M31; FV2019-M32; FV2019-M33; FV2019-M34; FV 2020-M38; FV 2020-M39; FV 2020-M42 | Method Development, Method Validation, HRAMS Database, Analytical observation | CF-1; CF-22; CF-28; CF-31A; CF-35; CF-36; CF-(S1-S9) | Method Validation; Method Validation; Method Validation; Method Validation; Method Validation; Method Validation; Screening Report
Added 10/23 | Plant | 101 | Clopyralid | Clopyralid | MACP - Plant (2024 ff) |  | Reg. (EU) 2021/1807; Applicable from: 03/11/2021 | Clopyralid | Obligatory | All (see 'Products to be sampled in 2024'-sheet) | MRM/SRM | MRM/SRM | No | Yes | [40 empty] | AO-M37 | Method validation
| Animal | 581 | Clothianidin | Clothianidin | WD - Honey (2024) | Annex VII | Reg. (EU) 2017/671 Applicable from: 28/04/2017 PROSPECTIVE: Reg. (EU) 2023/334; Applicable from 07/03/2026 | Clothianidin |  | Honey | MRM | MRM | No | Yes | [40 empty] | AO-M02; AO-M11; AO-M13; AO-M28 | Method Developmen; Method Validation
| Plant | 581 | Clothianidin | Clothianidin | MACP - Plant (2024 ff) |  | Reg. (EU) 2017/671 Applicable from: 28/04/2017 PROSPECTIVE: Reg. (EU) 2023/334; Applicable from 07/03/2026 | Clothianidin | Obligatory | All (see 'Products to be sampled in 2024'-sheet) | MRM | MRM | No | Yes | 0.002 | 0.24 | 97 | 96 | 10 | 1130 | 13 | 0.01 | 0.125 | 97.1 | 99 | 9 | 127 | 8 | 0.05 | 0.05 | 96 | 96 | 1 | 3 | 1 | [15 empty] | FV 2020-M39 | Method development, Method Validation | CF-6; CF-22; CF-28; CF-31A; CF-33; CF-35; CF-36; CF-(S1-S9) | Method Validation; Method Validation; Method Validation; Method Validation; Method Validation; Method Validation; Method Validation; Screening Report
Added 10/23 | Animal | 270 | Copper compounds | Copper | MACP - Animal (2024 ff) |  | Reg. (EC) No 149/2008 Applicable from: 01/09/2008 | Copper compounds (Copper) | Obligatory | All (see 'Products to be sampled in 2024'-sheet) | SRM | SRM | No | No
| Animal | 270 | Copper compounds | Copper | WD - Honey (2024) | Annex VII | Reg. (EC) No 149/2008 Applicable from: 01/09/2008 | Copper compounds (Copper) |  | Honey | SRM | SRM | No | No
Added 10/23 | Plant | 270 | Copper compounds | Copper | MACP - Plant (2024 ff) |  | Reg. (EC) No 149/2008 Applicable from: 01/09/2008 | Copper compounds (Copper) | Obligatory |  | SRM | SRM | No | No
| Honey | 104 | Coumaphos | Coumaphos | WD - Honey (2024) | Annex VII | Reg. (EU) 2017/623; Applicable from: 26/04/2017 | Coumaphos |  | Honey | MRM | MRM | Yes | Yes | [40 empty] | AO-M09; AO-M08; AO-M28 | Method Development; Method Validation
| Plant | 1195 | Cyantraniliprole | Cyantraniliprole | MACP - Plant (2024 ff) |  | Reg (EU) 2023/1068; Applicable from 22/06/2023 | Cyantraniliprole | Obligatory | All (see 'Products to be sampled in 2024'-sheet) | MRM | MRM | Yes | Yes | [38 empty] | CF-29 | Method Validation
| Plant | 510 | Cyazofamid | Cyazofamid | MACP - Plant (2024 ff) |  | Reg. (EU) 2020/856 Applicable from: 09/07/2020 | Cyazofamid | Obligatory | All (see 'Products to be sampled in 2024'-sheet) | MRM | MRM | Difficult | Yes | [36 empty] | FV 2020-M37; FV 2020-M38; FV 2020-M39; FV 2020-M42 | Analytical observation, Method development, Method Validation | CF-22; CF-28; CF-31A | Method Validation; Method Validation; Method Validation
| Plant | 1692 | Cyflufenamid | Cyflufenamid (= Z-isomer) | MACP - Plant (2024 ff) |  | Reg. (EU) 2022/476; Applicable from 14/04/2022 | Cyflufenamid (sum of cyflufenamid (Z-isomer) and its E-isomer, expressed as cyflufenamid) (R) (A) | Obligatory | All (see 'Products to be sampled in 2024'-sheet) | MRM | MRM | Yes | Yes | [38 empty] | CF-19; CF-28 | Method Validation; Method Validation
| Plant | 797 | Cyflufenamid | Cyflufenamid (sum) | MACP - Plant (2024 ff) |  | Reg. (EU) 2022/476; Applicable from 14/04/2022 | Cyflufenamid (sum of cyflufenamid (Z-isomer) and its E-isomer, expressed as cyflufenamid) (R) (A) | Obligatory | All (see 'Products to be sampled in 2024'-sheet) |  | MRM | Yes | Yes | [36 empty] | FV 2020-M37; FV 2020-M38; FV 2020-M39; FV 2020-M42 | Analytical observation, Method development, Method Validation
| Plant | 1708 | Cyflufenamid | Cyflufenamid, E-isomer | MACP - Plant (2024 ff) |  | Reg. (EU) 2022/476; Applicable from 14/04/2022 | Cyflufenamid (sum of cyflufenamid (Z-isomer) and its E-isomer, expressed as cyflufenamid) (R) (A) | Obligatory | All (see 'Products to be sampled in 2024'-sheet) | MRM | MRM | Yes | Yes | [38 empty] | CF-19; CF-28 | Method Validation; Method Validation
Removed from WD 10/23 | Plant | 1280 | Cyflumetofen | Cyflumetofen | To be included in MACP-PO 2025 | Annex II (Support requested from EURLs) | Reg. (EU) 2023/173; Applicable from 16/08/2023 | Cyflumetofen | 1B | Mainly found on bell peppers, chilli peppers, green beans, strawberries and tomatoes. | MRM | MRM | Yes | Yes | [40 empty] | AO-M32 AO-M35 AO-M37 | Method validation
| Animal | 110 | Cyfluthrin | Cyfluthrin (sum) | WD - Animal (2024) | Annex IV (few findings) | Reg. (EU) 2023/173; Applicable from 16/08/2023 | Cyfluthrin (cyfluthrin including other mixtures of constituent isomers (sum of isomers)) (F) | 1A | Relevant for animal fat |  | MRM | Yes | Yes | [40 empty] | AO-M02; AO-M07; AO-M11; AO-M13; AO-M14; AO-M15; AO-M12 AO-M34; AO-M36 | Method Development; Method Validation
| Animal | 111 | Cyfluthrin | Cyfluthrin, beta- | WD - Animal (2024) | Annex IV (few findings) | Reg. (EU) 2023/173; Applicable from 16/08/2023 | Cyfluthrin (cyfluthrin including other mixtures of constituent isomers (sum of isomers)) (F) | 1A | Relevant for animal fat | MRM | MRM | Yes | Yes | [40 empty] | AO-M14; AO-M15; AO-M18; AO-M25 | Method Development; Method Validation
| Plant | 110 | Cyfluthrin | Cyfluthrin (sum) | MACP - Plant (2024 ff) |  | Reg. (EU) 2023/173; Applicable from 16/08/2023 | Cyfluthrin (cyfluthrin including other mixtures of constituent isomers (sum of isomers)) (F) | Obligatory | All (see 'Products to be sampled in 2024'-sheet) |  | MRM | Yes | Yes | 0.002 | 0.5 | 100 | 100 | 12 | 763 | 8 | 0.01 | 0.25 | 90.6 | 91 | 7 | 15 | 3 | [22 empty] | FV 2020-M35; FV 2020-M37; FV 2020-M41; FV 2021-M43 | Analytical observation, Method development | CF-11; CF-14; CF-24; CF-30; CF-35; CF-36; CF-(S1-S9) | Method Validation; Method Validation; Method Validation; Method Validation; Method Validation; Method Validation; Screening Report
| Plant | 111 | Cyfluthrin | Cyfluthrin, beta- | MACP - Plant (2024 ff) |  | Reg. (EU) 2023/173; Applicable from 16/08/2023 | Cyfluthrin (cyfluthrin including other mixtures of constituent isomers (sum of isomers)) (F) | Obligatory | All (see 'Products to be sampled in 2024'-sheet) | MRM | MRM | Yes | Yes | 0.03 | 1 | 99 | 98 | 11 | 26 | 2 | [7 empty] | 0.01 | 0.05 | 77 | 77 | 7 | 3 | 1
| Plant | 112 | Cyhalofop | Cyhalofop-Butyl | WD - Interest for Cumulative Risk Assessment | Annex III (cummulative) | Reg. (EU) 2022/1363 Applicable from 25/02/2023 | Cyhalofop-butyl |  | especially relevant for rice | MRM | MRM | Yes | Yes | 0.025 | 0.1 | 114.8 | 116 | 18 | 129 | 2 | 0.1 | 0.125 | 94 | 100 | 25 | 11 | 2 | [22 empty] | FV2019-M31; FV2019-M32; FV2019-M34; FV 2020-M42 | Method Development, Analytical observation
| Honey | 896 | Cyhalothrin | Cyhalothrin, gamma- | WD - Honey (2024) | Annex VII | Reg. (EU) 2021/590; Applicable from: 03/05/2021 | Lambda-cyhalothrin (includes gamma-cyhalothrin) (sum of R,S and S,R isomers) (F) |  | Honey | SRM | MRM | Yes | Difficult | [42 empty] | SRM-39 | Method development
| Honey | 114 | Cyhalothrin | Cyhalothrin, lambda- (incl. Cyhalothrin, gamma-) | WD - Honey (2024) | Annex VII | Reg. (EU) 2021/590; Applicable from: 03/05/2021 | Lambda-cyhalothrin (includes gamma-cyhalothrin) (sum of R,S and S,R isomers) (F) |  | Honey | MRM | MRM | Yes | Yes | [40 empty] | AO-M08 | Method Developmen
| Plant | 896 | Cyhalothrin | Cyhalothrin, gamma- | WD - Plant (2024) | Annex II (Support requested from EURLs) | Reg. (EU) 2021/590; Applicable from: 03/05/2021 | Lambda-cyhalothrin (includes gamma-cyhalothrin) (sum of R,S and S,R isomers) (F) |  |  | SRM | MRM | Yes | Difficult | [42 empty] | SRM-39 | Method development
| Plant | 114 | Cyhalothrin | Cyhalothrin, lambda- (incl. Cyhalothrin, gamma-) | MACP - Plant (2024 ff) |  | Reg. (EU) 2021/590; Applicable from: 03/05/2021 | Lambda-cyhalothrin (includes gamma-cyhalothrin) (sum of R,S and S,R isomers) (F) | Obligatory | All (see 'Products to be sampled in 2024'-sheet) | MRM | MRM | Yes | Yes | 0.002 | 1.5 | 101.1 | 102 | 9 | 1520 | 12 | 0.01 | 0.25 | 93.4 | 95 | 10 | 50 | 3 | 0.01 | 0.05 | 94.4 | 94 | 10 | 19 | 1 | [15 empty] | FV 2010-M1; FV 2012-M6; FV 2014-M11; FV 2014-M12; FV 2020-M35; FV 2020-M37; FV 2021-M43 | Method Development, Method Validation, Analytical Observation | CF-11; CF-14; CF-17; CF-22; CF-27; CF-28; CF-31A; CF-32; CF-33; CF-35; CF-36; CF-(S1-S9) | Method Validation; Method Validation; Method Validation; Method Validation; Method Validation; Method Validation; Method Validation; Method Validation; Method Validation; Method Validation; Method Validation; Screening Report
| Plant | 114 | Cyhalothrin | Cyhalothrin, lambda- (incl. Cyhalothrin, gamma-) | WD - Plant (2024) | Annex II (Support requested from EURLs) | Reg. (EU) 2021/590; Applicable from: 03/05/2021 | Lambda-cyhalothrin (includes gamma-cyhalothrin) (sum of R,S and S,R isomers) (F) |  |  | MRM | MRM | Yes | Yes | 0.002 | 1.5 | 101.1 | 102 | 9 | 1520 | 12 | 0.01 | 0.25 | 93.4 | 95 | 10 | 50 | 3 | 0.01 | 0.05 | 94.4 | 94 | 10 | 19 | 1 | [15 empty] | FV 2010-M1; FV 2012-M6; FV 2014-M11; FV 2014-M12; FV 2020-M35; FV 2020-M37; FV 2021-M43 | Method Development, Method Validation, Analytical Observation | CF-11; CF-14; CF-17; CF-22; CF-27; CF-28; CF-31A; CF-32; CF-33; CF-35; CF-36; CF-(S1-S9) | Method Validation; Method Validation; Method Validation; Method Validation; Method Validation; Method Validation; Method Validation; Method Validation; Method Validation; Method Validation; Method Validation; Screening Report
| Plant | 116 | Cymoxanil | Cymoxanil | MACP - Plant (2024 ff) |  | Reg. (EU) 2022/1363 Applicable from 25/02/2023 | Cymoxanil | Obligatory | All (see 'Products to be sampled in 2024'-sheet) | MRM | MRM | Difficult | Yes | 0.001 | 2.5 | 98.6 | 98 | 13 | 1010 | 11 | 0.01 | 0.125 | 90.9 | 92 | 10 | 31 | 3 | 0.05 | 0.05 | 97.5 | 98 | 12 | 2 | 1 | [15 empty] | FV2012-M6; FV2012-M7; FV2014-M11; FV2014-M16; FV2015-M18; FV2017-CEN; FV2018-M24; FV2019-M29; FV2019-M30; FV2019-M31; FV2019-M32; FV2019-M34; FV 2020-M37; FV 2020-M38; FV 2020-M42 | Method Development, Method Validation, HRAMS Database, Analytical observation | CF-13; CF-28 | Method Validation; Method Validation
| Animal | 12 | Cypermethrin | Alphamethrin | MACP - Animal (2024 ff) |  | Reg. (EU) 2017/626; Applicable from: 27/04/2017 | Cypermethrin (cypermethrin including other mixtures of constituent isomers (sum of isomers)) (F) | Obligatory | All (see 'Products to be sampled in 2024'-sheet) | MRM | MRM | Yes | Yes | [44 empty] | hier sollte es Daten geben
| Animal | 1317 | Cypermethrin | Beta-Cypermethrin | MACP - Animal (2024 ff) |  | Reg. (EU) 2017/626; Applicable from: 27/04/2017 | Cypermethrin (cypermethrin including other mixtures of constituent isomers (sum of isomers)) (F) | Obligatory | All (see 'Products to be sampled in 2024'-sheet) | MRM | MRM | Yes | Yes
| Plant | 12 | Cypermethrin | Alphamethrin | MACP - Plant (2024 ff) |  | Reg. (EU) 2017/626; Applicable from: 27/04/2017 | Cypermethrin (cypermethrin including other mixtures of constituent isomers (sum of isomers)) (F) | Obligatory | All (see 'Products to be sampled in 2024'-sheet) | MRM | MRM | Yes | Yes | [44 empty] | hier sollte es Daten geben
| Animal | 117 | Cypermethrin | Cypermethrin (sum) | MACP - Animal (2024 ff) |  | Reg. (EU) 2017/626; Applicable from: 27/04/2017 | Cypermethrin (cypermethrin including other mixtures of constituent isomers (sum of isomers)) (F) | Obligatory | All (see 'Products to be sampled in 2024'-sheet) |  | MRM | Yes | Yes | [40 empty] | AO-M02; AO-M07; AO-M11; AO-M13; AO-M14; AO-M15; AO-M12; AO-M24; AO-M25; AO-M33; AO-M34; AO-M36 | Method Development; Method Validation
| Plant | 1317 | Cypermethrin | Beta-Cypermethrin | MACP - Plant (2024 ff) |  | Reg. (EU) 2017/626; Applicable from: 27/04/2017 | Cypermethrin (cypermethrin including other mixtures of constituent isomers (sum of isomers)) (F) | Obligatory | All (see 'Products to be sampled in 2024'-sheet) | MRM | MRM | Yes | Yes
| Animal | 1319 | Cypermethrin | Zeta-Cypermethrin | MACP - Animal (2024 ff) |  | Reg. (EU) 2017/626; Applicable from: 27/04/2017 | Cypermethrin (cypermethrin including other mixtures of constituent isomers (sum of isomers)) (F) | Obligatory | All (see 'Products to be sampled in 2024'-sheet) | MRM | MRM | Yes | Yes
| Plant | 117 | Cypermethrin | Cypermethrin (sum) | MACP - Plant (2024 ff) |  | Reg. (EU) 2017/626; Applicable from: 27/04/2017 | Cypermethrin (cypermethrin including other mixtures of constituent isomers (sum of isomers)) (F) | Obligatory | All (see 'Products to be sampled in 2024'-sheet) |  | MRM | Yes | Yes | 0.002 | 1.5 | 99.6 | 100 | 12 | 662 | 9 | 0.01 | 0.25 | 94.8 | 95 | 7 | 9 | 3 | 0.01 | 0.05 | 93 | 94 | 10 | 20 | 1 | [15 empty] | FV2010-M1; FV2010-M3; FV2010-M4; FV2012-M6; FV2013-M8; FV2014-M11; FV2014-M12; FV2015-M17; FV2017-M22; FV2018-M25; FV2019-M29; FV2019-M34; FV 2020-M35; FV 2020-M37; FV 2020-M41; FV 2021-M43 | Method Development, Method Validation, Analytical Observation, HRAMS Database | CF-11; CF-14; CF-17; CF-22; CF-27; CF-28; CF-31A; CF-33; CF-35; CF-36; CF-(S1-S9) | Method Validation; Method Validation; Method Validation; Method Validation; Method Validation; Method Validation; Method Validation; Method Validation; Method Validation; Method Validation; Screening Report
| Plant | 1319 | Cypermethrin | Zeta-Cypermethrin | MACP - Plant (2024 ff) |  | Reg. (EU) 2017/626; Applicable from: 27/04/2017 | Cypermethrin (cypermethrin including other mixtures of constituent isomers (sum of isomers)) (F) | Obligatory | All (see 'Products to be sampled in 2024'-sheet) | MRM | MRM | Yes | Yes
| Animal | 118 | Cyproconazole | Cyproconazole | WD - Animal (2024) | Annex IV (few findings) | Reg. (EU) 2018/70; Applicable from: 06/02/2018 | Cyproconazole (F) | 1A | Relevant for liver | MRM | MRM | Yes | Yes | [40 empty] | AO-M05; AO-M06; AO-M07; AO-M14; AO-M15; AO-M25 AO-M32; AO-M35 | Method Development
| Plant | 118 | Cyproconazole | Cyproconazole | MACP - Plant (2024 ff) |  | Reg. (EU) 2018/70; Applicable from: 06/02/2018 | Cyproconazole (F) | Obligatory | All (see 'Products to be sampled in 2024'-sheet) | MRM | MRM | Yes | Yes | 0.002 | 1.229 | 98 | 97 | 10 | 1268 | 12 | 0.01 | 0.125 | 89.8 | 90 | 8 | 94 | 7 | 0.01 | 0.05 | 87.7 | 86 | 13 | 27 | 1 | 0.05 | 0.25 | 88.9 | 89 | 9 | 80 | 1 | [8 empty] | FV2010-M1; FV2010-M4; FV2012-M7; FV2013-M8; FV2014-M11; FV2014-M12; FV2014-M16; FV2015-M18; FV2015-M19; FV2017-CEN; FV2017-M22; FV2018-M24; FV2018-M25; FV2019-M29; FV2019-M30; FV2019-M31; FV2019-M32; FV2019-M34; FV 2020-M35; FV 2020-M37; FV 2020-M38; FV 2021-M42; FV 2020-M43 | Method Development, Method Validation, HRAMS Database, Analytical Observation | CF-3; CF-11; CF-12; CF-14; CF-22; CF-27; CF-28; CF-31A; CF-33; CF-35; CF-36; CF-(S1-S9) | Method Validation; Method Validation; Method Validation; Method Validation; Method Validation; Method Validation; Method Validation; Method Validation; Method Validation; Method Validation; Method Validation; Screening Report
| Plant | 119 | Cyprodinil | Cyprodinil | MACP - Plant (2024 ff) |  | Reg (EU) 2023/1069; Applicable from 22/06/2023 | Cyprodinil (F) (R) | Obligatory | All (see 'Products to be sampled in 2024'-sheet) | MRM | MRM | Yes | Yes | 0.002 | 1 | 98 | 97 | 10 | 2552 | 15 | 0.01 | 0.25 | 72.5 | 74 | 8 | 58 | 4 | 0.01 | 0.05 | 93 | 93 | 9 | 19 | 1 | [15 empty] | FV2010-M1; FV2010-M4; FV2012-M7; FV2013-M8; FV2014-M11; FV2014-M12; FV2014-M15; FV2014-M16; FV2015-M18; FV2015-M19; FV2017-CEN; FV2017-M22; FV2018-M24; FV2018-M25; FV2019-M29; FV2019-M30; FV2019-M31; FV2019-M32; FV2019-M34; FV 2020-M35; FV 2020-M37; FV 2020-M38; FV 2020-M39; FV 2020-M42; FV 2021-M43 | Method Development, Method Validation, HRAMS Database, Analytical Observation | CF-2; CF-3; CF-11; CF-12; CF-14; CF-22; CF-26; CF-27; CF-28; CF-31A; CF-33; CF-35; CF-36; CF-(S1-S9) | Method Validation; Method Validation; Method Validation; Method Validation; Method Validation; Method Validation; Method Validation; Method Validation; Method Validation; Method Validation; Method Validation; Method Validation; Method Validation; Screening Report
| Plant | 120 | Cyromazine | Cyromazine | MACP - Plant (2024 ff) |  | Reg. (EU) 2023/147; Applicable from 12/08/2023 | Cyromazine | Obligatory (certain commodities) | It shall only be analysed in and on aubergines, sweet peppers/bell peppers, melons and cultivated fungi in 2024; in and on lettuces and tomatoes in 2025; in and on potatoes, onions and carrots in 2026. | MRM/SRM | MRM/SRM | Yes | Yes | 0.001 | 2.5 | 36 | 36 | 14 | 236 | 4 | 0.01 | 0.125 | 77.8 | 81 | 10 | 38 | 2 | 0.05 | 0.05 | 85.5 | 86 | 1 | 2 | 1 | [7 empty] | 0.01 | 0.4 | 100.6 | 100 | 8 | 505 | 12 |  | FV2012-M7; FV2014-M11; FV2014-M16; FV2015-M18; FV2015-M19; FV2017-M22; FV2018-M24; FV2018-M25; FV2018-M27; FV2019-M29; FV2019-M30; FV2019-M31; FV2019-M32; FV2019-M34; FV 2020-M38; FV 2020-M39; FV 2020-M42 | Method Development, Method Validation, Analytical observation, HRAMS Database |  |  |  |  | SRM-09 | Method Development; Method Validation
| Plant | 593 | Dazomet | Methylisothiocyanate | WD - Interest for Cumulative Risk Assessment | Annex III (cummulative) | Reg. (EU) 2022/78 Applicable from 09/08/2022 | Dazomet (Methylisothiocyanate resulting from the use of dazomet and metam) |  |  | MRM | MRM | Yes | No Data | 0.05 (Dazomet) | 2 (Dazomet) | 92 | 90 | 16 | 180 | 1 | 0.1 (Dazomet) | 0.5 (Dazomet) | 98 | 102 | 16 | 3 | 1
| Animal | 682 | DDT | DDD, p,p- | MACP - Animal (2024 ff) |  | Reg. (EU) 2023/163 Applicable from 14/02/2023 | DDT (sum of p,p´-DDT, o,p´-DDT, p-p´-DDE and p,p´-TDE (DDD) expressed as DDT) (F) | Obligatory | All (see 'Products to be sampled in 2024'-sheet) | MRM | MRM | Yes | No | [40 empty] | AO-M02; AO-M14; AO-M15; AO-M12; AO-M25; AO-M33; AO-M34; AO-M36 | Method Development; Method Validation
| Animal | 678 | DDT | DDE, p,p- | MACP - Animal (2024 ff) |  | Reg. (EU) 2023/163 Applicable from 14/02/2023 | DDT (sum of p,p´-DDT, o,p´-DDT, p-p´-DDE and p,p´-TDE (DDD) expressed as DDT) (F) | Obligatory | All (see 'Products to be sampled in 2024'-sheet) | MRM | MRM | Yes | No | [40 empty] | AO-M02; AO-M14; AO-M15; AO-M12; AO-M25; AO-M33; AO-M34; AO-M36 | Method Development; Method Validation
| Animal | 123 | DDT | DDT (sum) | MACP - Animal (2024 ff) |  | Reg. (EU) 2023/163 Applicable from 14/02/2023 | DDT (sum of p,p´-DDT, o,p´-DDT, p-p´-DDE and p,p´-TDE (DDD) expressed as DDT) (F) | Obligatory | All (see 'Products to be sampled in 2024'-sheet) |  | MRM | Yes | No | [40 empty] | AO-M02; AO-M14; AO-M15; AO-M12; AO-M25; AO-M33; AO-M34; AO-M36 | Method Development; Method Validation
| Animal | 679 | DDT | DDT, o,p- | MACP - Animal (2024 ff) |  | Reg. (EU) 2023/163 Applicable from 14/02/2023 | DDT (sum of p,p´-DDT, o,p´-DDT, p-p´-DDE and p,p´-TDE (DDD) expressed as DDT) (F) | Obligatory | All (see 'Products to be sampled in 2024'-sheet) | MRM | MRM | Yes | No | [40 empty] | AO-M02; AO-M14; AO-M15; AO-M12; AO-M25 | Method Development; Method Validation
| Animal | 680 | DDT | DDT, p,p- | MACP - Animal (2024 ff) |  | Reg. (EU) 2023/163 Applicable from 14/02/2023 | DDT (sum of p,p´-DDT, o,p´-DDT, p-p´-DDE and p,p´-TDE (DDD) expressed as DDT) (F) | Obligatory | All (see 'Products to be sampled in 2024'-sheet) | MRM | MRM | Yes | No | [40 empty] | AO-M02; AO-M14; AO-M15; AO-M12; AO-M25; AO-M33; AO-M34; AO-M36 | Method Development; Method Validation
| Animal | 124 | Deltamethrin | Deltamethrin | MACP - Animal (2024 ff) |  | Reg. (EU) 2018/832 Applicable from: 26/06/2018 | Deltamethrin (cis-deltamethrin) (F) | Obligatory | All (see 'Products to be sampled in 2024'-sheet) | MRM | MRM | Yes | Yes | [40 empty] | AO-M02; AO-M07; AO-M11; AO-M13; AO-M14; AO-M15; AO-M12; AO-M33; AO-M34; AO-M36 | Method Development; Method Validation
| Plant | 124 | Deltamethrin | Deltamethrin | MACP - Plant (2024 ff) |  | Reg. (EU) 2018/832 Applicable from: 26/06/2018 | Deltamethrin (cis-deltamethrin) (F) | Obligatory | All (see 'Products to be sampled in 2024'-sheet) | MRM | MRM | Yes | Yes | 0.002 | 10 | 100 | 100 | 13 | 664 | 8 | 0.01 | 0.25 | 86 | 88 | 11 | 18 | 3 | 0.01 | 0.05 | 96 | 96 | 8 | 20 | 1 | 0.02 | 0.1 | 90 | 88 | 10 | 48 | 1 | [8 empty] | FV2010-M1; FV2010-M3; FV2010-M4; FV2012-M6; FV2012-M7; FV2014-M11; FV2014-M12; FV2015-M17; FV2017-M22; FV2018-M25; FV2019-M29; FV2019-M34; FV 2020-M35; FV 2020-M37; FV 2020-M42; FV 2021-M43 | Method Development, Method Validation, HRAMS Database, Analytical Observation | CF-11; CF-14; CF-22; CF-27; CF-28; CF-31A; CF-33; CF-35; CF-(S1-S9) | Method Validation; Method Validation; Method Validation; Method Validation; Method Validation; Method Validation; Method Validation; Method Validation; Screening Report
| Plant | 483 | Diafenthiuron | Diafenthiuron | WD - Plant (2024) | Annex II (Support requested from EURLs); Annex IV (few findings) | - | _No specific RD established so far | 1B | Found in green beans and oranges. | MRM/SRM | MRM/SRM | No | Yes | [38 empty] | CF-32 | Method Validation
| Animal | 131 | Diazinon | Diazinon | MACP - Animal (2024 ff) |  | Reg. (EU) No 834/2013; Applicable from: 26.04.2013 | Diazinon (F) | Obligatory | All (see 'Products to be sampled in 2024'-sheet) | MRM | MRM | Yes | Yes | [40 empty] | AO-M02; AO-M07; AO-M11; AO-M13; AO-M14; AO-M15; AO-M24; AO-M25; AO-M32; AO-M35; AO-M33 | Method Development; Method Validation
| Plant | 131 | Diazinon | Diazinon | MACP - Plant (2024 ff) |  | Reg. (EU) No 834/2013; Applicable from: 26.04.2013 | Diazinon (F) | Obligatory | All (see 'Products to be sampled in 2024'-sheet) | MRM | MRM | Yes | Yes | 0.01 | 1 | 100 | 99 | 11 | 772 | 11 | 0.1 | 0.25 | 87.5 | 88 | 9 | 14 | 2 | 0.05 | 0.05 | 108 | 108 | 6 | 2 | 1 | 0.005 | 0.05 | 96.2 | 95 | 8 | 32 | 1 | [8 empty] | FV 2020-M35; FV 2020-M37; FV 2020-M38; FV 2020-M39; FV 2020-M42; FV 2021-M43 | Analytical observation, Method development, Method Validation | CF-2; CF-11; CF-12; CF-14; CF-22; CF-27; CF-28; CF-31A; CF-33; CF-35; CF-36; CF-(S1-S9) | Method Validation; Method Validation; Method Validation; Method Validation; Method Validation; Method Validation; Method Validation; Method Validation; Method Validation; Method Validation; Method Validation; Screening Report
| Animal | 141 | Dichlorprop | Dichlorprop (including -P) | WD - Animal (2024) | Annex IV (few findings) | Reg. (EU) 2017/1777; Applicable from: 20/10/2017 | Dichlorprop — code 1000000 except 1040000: Sum of dichlorprop (including dichlorprop-P) and its salts, expressed as dichlorprop | 2B | Relevant for liver and kidney. | MRM/SRM | SRM | No | Yes | [42 empty] | SRM-43 | Anal. Observ. Report
| Plant | 142 | Dichlorvos | Dichlorvos | MACP - Plant (2024 ff) |  | Reg. (EC) No 839/2008; Applicable from: 01.09.2008 | Dichlorvos | Obligatory | All (see 'Products to be sampled in 2024'-sheet) | MRM | MRM | Yes | Yes | 0.004 | 1 | 96.1 | 94 | 12 | 871 | 15 | 0.01 | 0.1 | 91.2 | 91 | 9 | 114 | 8 | 0.05 | 0.05 | 95.5 | 96 | 2 | 2 | 1 | 0.005 | 0.05 | 74.9 | 73 | 15 | 32 | 1 | [8 empty] | FV2010-M1; FV2010-M4; FV2012-M7; FV2013-M8; FV2013-M10; FV2014-M11; FV2014-M12; FV2014-M15; FV2014-M16; FV2015-M17; FV2015-M18; FV2015-M19; FV2017-CEN; FV2017-M22; FV2018-M24; FV2018-M25; FV2019-M29; FV2019-M30; FV2019-M31; FV2019-M32; FV2019-M34; FV 2020-M35; FV 2020-M37; FV 2020-M38; FV 2020-M39; FV 2020-M42; FV 2021-M43 | Method Development, Method Validation, HRAMS Database, Analytical Observation | CF-22; CF-27; CF-28; CF-31A; CF-33; CF-35; CF-36; CF-(S1-S9) | Method Validation; Method Validation; Method Validation; Method Validation; Method Validation; Method Validation; Method Validation; Screening Report
| Plant | 135 | Dicloran | Dicloran | MACP - Plant (2024 ff) |  | Reg. (EU) No 1126/2014; Applicable from: 13.05.2015 | Dicloran | Obligatory | All (see 'Products to be sampled in 2024'-sheet) | MRM | MRM | Difficult | Difficult | 0.002 | 4 | 100 | 100 | 10 | 1498 | 13 | 0.01 | 0.25 | 84.7 | 86 | 7 | 50 | 3 | 0.01 | 0.05 | 84 | 84 | 9 | 6 | 1 | 0.01 | 0.05 | 87.5 | 87 | 8 | 49 | 1 | [8 empty] | FV2010-M1; FV2010-M4; FV2012-M6; FV2012-M7; FV2013-M8; FV2013-M10; FV2014-M11; FV2014-M12; FV2015-M17; FV2017-M22; FV2018-M25; FV2019-M29; FV2019-M34; FV 2020-M37 | Method Development, Method Validation, HRAMS Database, Analytical observation | CF-14; CF-21; CF-22; CF-27; CF-28; CF-31A; CF-33; CF-35; CF-36; CF-(S1-S9) | Method Validation; Method Validation; Method Validation; Method Validation; Method Validation; Method Validation; Method Validation; Method Validation; Method Validation; Screening Report
| Plant | 145 | Dicofol | Dicofol (sum) | MACP - Plant (2024 ff) |  | Reg. (EU) No 899/2012; Applicable from: 26/04/2013 | Dicofol (sum of p, p´ and o,p´ isomers) (F) | Obligatory | All (see 'Products to be sampled in 2024'-sheet) |  | MRM/SRM | Difficult | Yes | 0.01 | 0.4 | 96 | 96 | 17 | 228 | 4 | 0.05 | 0.25 | 68.5 | 71 | 7 | 4 | 2 | [7 empty] | 0.04 | 0.2 | 74.5 | 77 | 10 | 47 | 1 | [8 empty] | FV 2010-M4; FV 2015-M17; FV 2017-M22; FV 2018-M25; FV 2018-M28; | Method Development, HRAMS Database | CF-31A; CF-(S1-S9) | Method Validation; Screening Report |  |  | SRM-11 | Method validation
| Plant | 1351 | Dicofol | Dicofol, o,p` | MACP - Plant (2024 ff) |  | Reg. (EU) No 899/2012; Applicable from: 26/04/2013 | Dicofol (sum of p, p´ and o,p´ isomers) (F) | Obligatory | All (see 'Products to be sampled in 2024'-sheet) | MRM/SRM | MRM/SRM | Difficult | Yes | [36 empty] | FV 2010-M4; FV 2019-M34; FV 2020-M35; FV 2021-M43 | Method Development, Analytical Observation | CF-27; CF-29; CF-33 | Method Validation; Method Validation; Method Validation |  |  | SRM-11 | Method validation
| Plant | 1350 | Dicofol | Dicofol, p,p` | MACP - Plant (2024 ff) |  | Reg. (EU) No 899/2012; Applicable from: 26/04/2013 | Dicofol (sum of p, p´ and o,p´ isomers) (F) | Obligatory | All (see 'Products to be sampled in 2024'-sheet) | MRM/SRM | MRM/SRM | Difficult | Yes | 0.05 | 0.05 | 67 | 70 | 12 | 16 | 1 | [7 empty] | 0.05 | 0.05 | 112 | 112 | 4 | 2 | 1 | [15 empty] | FV 2019-M34; FV 2020-M35; FV 2021-M43 | Method Development, Method Validation, Analytical Observation | CF-27; CF-29; CF-33 | Method Validation; Method Validation; Method Validation |  |  | SRM-11 | Method validation
| Honey | 1574 | Didecyldimethylammonium chloride | DDAC (Sum) | WD - Honey (2024) | Annex VII | Reg. (EU) 2023/377; Applicable from 14/09/2023 | Didecyldimethylammonium chloride (mixture of alkyl-quaternary ammonium salts with alkyl chain lengths of C8, C10 and C12) |  | Honey |  | MRM/SRM | No | Yes | [42 empty] | SRM-26 | Method validation
| Honey | 1394 | Didecyldimethylammonium chloride | DDAC-C10 | WD - Honey (2024) | Annex VII | Reg. (EU) 2023/377; Applicable from 14/09/2023 | Didecyldimethylammonium chloride (mixture of alkyl-quaternary ammonium salts with alkyl chain lengths of C8, C10 and C12) |  | honey | MRM/SRM | MRM/SRM | No | Yes | [42 empty] | SRM-26 | Analytical Observation Report Method validation
| Honey | 1570 | Didecyldimethylammonium chloride | DDAC-C12 | WD - Honey (2024) | Annex VII | Reg. (EU) 2023/377; Applicable from 14/09/2023 | Didecyldimethylammonium chloride (mixture of alkyl-quaternary ammonium salts with alkyl chain lengths of C8, C10 and C12) |  | honey | MRM/SRM | MRM/SRM | No | Yes | [42 empty] | SRM-26 | Analytical Observation Report Method validation
| Plant | 1574 | Didecyldimethylammonium chloride | DDAC (Sum) | WD - Plant (2024) | Annex I (risk management support) | Reg. (EU) 2023/377; Applicable from 14/09/2023 | Didecyldimethylammonium chloride (mixture of alkyl-quaternary ammonium salts with alkyl chain lengths of C8, C10 and C12) |  | mainly relevant for fresh processed products of plant or animal origin, that come into contact with BAC- sanitized surfaces (containers, tubes, packaging lines etc.), or that are directly sanitized with BAC-containing water. This includes meat, animal fat, offal, milk, milk products, fresh produce and juices. In the past, there were cases where organic products were treated with formulations illegally containing quaternary ammonium compounds. |  | MRM/SRM | No | Yes | [42 empty] | SRM-26 | Method validation
| Animal | 1574 | Didecyldimethylammonium chloride | DDAC (Sum) | WD - Animal (2024) | Annex I (risk management support) | Reg. (EU) 2023/377; Applicable from 14/09/2023 | Didecyldimethylammonium chloride (mixture of alkyl-quaternary ammonium salts with alkyl chain lengths of C8, C10 and C12) |  | mainly relevant for fresh processed products of plant or animal origin, that come into contact with BAC- sanitized surfaces (containers, tubes, packaging lines etc.), or that are directly sanitized with BAC-containing water. This includes meat, animal fat, offal, milk, milk products, fresh produce and juices. In the past, there were cases where organic products were treated with formulations illegally containing quaternary ammonium compounds. |  | MRM/SRM | No | Yes | [42 empty] | SRM-26 | Method validation
| Honey | 1572 | Didecyldimethylammonium chloride | DDAC-C8 | WD - Honey (2024) | Annex VII | Reg. (EU) 2023/377; Applicable from 14/09/2023 | Didecyldimethylammonium chloride (mixture of alkyl-quaternary ammonium salts with alkyl chain lengths of C8, C10 and C12) |  | honey | MRM/SRM | MRM/SRM | No | Yes | [42 empty] | SRM-26 | Analytical Observation Report Method validation
| Plant | 1394 | Didecyldimethylammonium chloride | DDAC-C10 | WD - Plant (2024) | Annex I (risk management support) | Reg. (EU) 2023/377; Applicable from 14/09/2023 | Didecyldimethylammonium chloride (mixture of alkyl-quaternary ammonium salts with alkyl chain lengths of C8, C10 and C12) |  | mainly relevant for fresh processed products of plant or animal origin, that come into contact with BAC- sanitized surfaces (containers, tubes, packaging lines etc.), or that are directly sanitized with BAC-containing water. This includes meat, animal fat, offal, milk, milk products, fresh produce and juices. In the past, there were cases where organic products were treated with formulations illegally containing quaternary ammonium compounds. | MRM/SRM | MRM/SRM | No | Yes | [42 empty] | SRM-26 | Analytical Observation Report Method validation
| Animal | 1394 | Didecyldimethylammonium chloride | DDAC-C10 | WD - Animal (2024) | Annex I (risk management support) | Reg. (EU) 2023/377; Applicable from 14/09/2023 | Didecyldimethylammonium chloride (mixture of alkyl-quaternary ammonium salts with alkyl chain lengths of C8, C10 and C12) |  | mainly relevant for fresh processed products of plant or animal origin, that come into contact with BAC- sanitized surfaces (containers, tubes, packaging lines etc.), or that are directly sanitized with BAC-containing water. This includes meat, animal fat, offal, milk, milk products, fresh produce and juices. In the past, there were cases where organic products were treated with formulations illegally containing quaternary ammonium compounds. | MRM/SRM | MRM/SRM | No | Yes | 0.02 | 0.8 | 99.6 | 99 | 9 | 698 | 3 | 0.01 | 0.125 | 92.1 | 91 | 12 | 27 | 2 | [28 empty] | SRM-26 | Analytical Observation Report Method validation
| Plant | 1570 | Didecyldimethylammonium chloride | DDAC-C12 | WD - Plant (2024) | Annex I (risk management support) | Reg. (EU) 2023/377; Applicable from 14/09/2023 | Didecyldimethylammonium chloride (mixture of alkyl-quaternary ammonium salts with alkyl chain lengths of C8, C10 and C12) |  | mainly relevant for fresh processed products of plant or animal origin, that come into contact with BAC- sanitized surfaces (containers, tubes, packaging lines etc.), or that are directly sanitized with BAC-containing water. This includes meat, animal fat, offal, milk, milk products, fresh produce and juices. In the past, there were cases where organic products were treated with formulations illegally containing quaternary ammonium compounds. | MRM/SRM | MRM/SRM | No | Yes | [42 empty] | SRM-26 | Analytical Observation Report Method validation
| Animal | 1570 | Didecyldimethylammonium chloride | DDAC-C12 | WD - Animal (2024) | Annex I (risk management support) | Reg. (EU) 2023/377; Applicable from 14/09/2023 | Didecyldimethylammonium chloride (mixture of alkyl-quaternary ammonium salts with alkyl chain lengths of C8, C10 and C12) |  | mainly relevant for fresh processed products of plant or animal origin, that come into contact with BAC- sanitized surfaces (containers, tubes, packaging lines etc.), or that are directly sanitized with BAC-containing water. This includes meat, animal fat, offal, milk, milk products, fresh produce and juices. In the past, there were cases where organic products were treated with formulations illegally containing quaternary ammonium compounds. | MRM/SRM | MRM/SRM | No | Yes | [42 empty] | SRM-26 | Analytical Observation Report Method validation
| Plant | 1572 | Didecyldimethylammonium chloride | DDAC-C8 | WD - Plant (2024) | Annex I (risk management support) | Reg. (EU) 2023/377; Applicable from 14/09/2023 | Didecyldimethylammonium chloride (mixture of alkyl-quaternary ammonium salts with alkyl chain lengths of C8, C10 and C12) |  | mainly relevant for fresh processed products of plant or animal origin, that come into contact with BAC- sanitized surfaces (containers, tubes, packaging lines etc.), or that are directly sanitized with BAC-containing water. This includes meat, animal fat, offal, milk, milk products, fresh produce and juices. In the past, there were cases where organic products were treated with formulations illegally containing quaternary ammonium compounds. | MRM/SRM | MRM/SRM | No | Yes | [42 empty] | SRM-26 | Analytical Observation Report Method validation
| Animal | 1572 | Didecyldimethylammonium chloride | DDAC-C8 | WD - Animal (2024) | Annex I (risk management support) | Reg. (EU) 2023/377; Applicable from 14/09/2023 | Didecyldimethylammonium chloride (mixture of alkyl-quaternary ammonium salts with alkyl chain lengths of C8, C10 and C12) |  | mainly relevant for fresh processed products of plant or animal origin, that come into contact with BAC- sanitized surfaces (containers, tubes, packaging lines etc.), or that are directly sanitized with BAC-containing water. This includes meat, animal fat, offal, milk, milk products, fresh produce and juices. In the past, there were cases where organic products were treated with formulations illegally containing quaternary ammonium compounds. | MRM/SRM | MRM/SRM | No | Yes | [42 empty] | SRM-26 | Analytical Observation Report Method validation
| Plant | 147 | Diethofencarb | Diethofencarb | MACP - Plant (2024 ff) |  | Reg. (EU) 2017/171; Applicable from: 23/02/2017 | Diethofencarb | Obligatory | All (see 'Products to be sampled in 2024'-sheet) | MRM | MRM | Yes | Yes | 0.01 | 1 | 98.2 | 99 | 9 | 833 | 14 | 0.01 | 0.1 | 92.5 | 93 | 8 | 84 | 8 | 0.01 | 0.05 | 82.7 | 87 | 12 | 24 | 1 | [15 empty] | FV2010-M4; FV2012-M7; FV2014-M11; FV2014-M12; FV2014-M15; FV2014-M16; FV2015-M18; FV2015-M19; FV2017-M22; FV2018-M24; FV2018-M25; FV2019-M29; FV2019-M30; FV2019-M31; FV2019-M32; FV2019-M34; FV 2020-M35; FV 2020-M37; FV 2020-M38; FV 2020-M39; FV 2020-M42 | Method Development, Method Validation, HRAMS Database, Analytical observation | CF-2; CF-28; CF-(S1-S9) | Method Validation; Method Validation; Screening Report
| Plant | 148 | Difenoconazole | Difenoconazole | MACP - Plant (2024 ff) |  | Reg. (EU) 2019/552 Applicable from: 25/04/2019 | Difenoconazole | Obligatory | All (see 'Products to be sampled in 2024'-sheet) | MRM | MRM | Difficult | Yes | 0.002 | 4 | 102 | 103 | 12 | 1713 | 11 | 0.01 | 0.125 | 88.6 | 87 | 8 | 123 | 7 | 0.05 | 0.05 | 109 | 111 | 8 | 3 | 1 | [15 empty] | FV2010-M1; FV2010-M4; FV2012-M6; FV2012-M7; FV2014-M11; FV2014-M12; FV2014-M15; FV2014-M16; FV2015-M18; FV2015-M19; FV2017-CEN; FV2018-M24; FV2019-M29; FV2019-M30; FV2019-M31; FV2019-M32; FV2019-M34; FV 2020-M37; FV 2020-M38; FV 2020-M39; FV 2020-M42 | Method Development, Method Validation, HRAMS Database, Analytical observation | CF-3; CF-11; CF-12; CF-14; CF-22; CF-27; CF-28; CF-31A; CF-33; CF-35; CF-36; CF-(S1-S9) | Method Validation; Method Validation; Method Validation; Method Validation; Method Validation; Method Validation; Method Validation; Method Validation; Method Validation; Method Validation; Method Validation; Screening Report
| Plant | 149 | Diflubenzuron | Diflubenzuron | MACP - Plant (2024 ff) |  | Reg. (EU) 2019/91 Applicable from: 13/08/2019 | Diflubenzuron (F) (R) | Obligatory | All (see 'Products to be sampled in 2024'-sheet) | MRM | MRM | No | Yes | 0.002 | 2.5 | 99.2 | 99 | 11 | 1256 | 12 | 0.01 | 0.1 | 91.8 | 91 | 10 | 136 | 8 | [22 empty] | FV2010-M4; FV2012-M7; FV2014-M16; FV2015-M18; FV2015-M19; FV2017-CEN; FV2018-M24; FV2019-M29; FV2019-M30; FV2019-M31; FV2019-M32; FV 2020-M37; FV 2020-M38; FV 2020-M39; FV 2020-M42 | Method Development, Method Validation, HRAMS Database, Analytical observation | CF-8; CF-12; CF-22; CF-28; CF-31A; CF-33; CF-35; CF-36; CF-(S1-S9) | Method Validation; Method Validation; Method Validation; Method Validation; Method Validation; Method Validation; Method Validation; Method Validation; Screening Report
| Honey | 155 | Dimethoate/Omethoate | Dimethoate | WD - Honey (2024) | Annex VII | Reg. (EU) 2021/155; Applicable from: 02/09/2021 | Dimethoate |  | Honey | MRM | MRM | Difficult | Yes | 0.001 | 6 | 97 | 97 | 9 | 1478 | 16 | 0.01 | 0.125 | 93.8 | 93 | 9 | 42 | 3 | 0.05 | 0.05 | 96.5 | 97 | 1 | 2 | 1 | [17 empty] | CF S4; CF-11; CF-14 | Screening Report; Method Validation; Method Validation | AO-M09; AO-M28 | Method Development; Method Validation
| Honey | 321 | Dimethoate/Omethoate | Omethoate | WD - Honey (2024) | Annex VII | Reg. (EU) 2021/155; Applicable from: 02/09/2021 | Omethoate |  | Honey | MRM | MRM | Difficult | Yes | 0.001 | 0.5 | 85.8 | 84 | 16 | 1108 | 11 | 0.01 | 0.125 | 95.3 | 98 | 17 | 32 | 3 | 0.05 | 0.05 | 84 | 84 | 7 | 2 | 1 | [19 empty] | AO-M09; AO-M28 | Method Development; Method Validation
| Plant | 155 | Dimethoate/Omethoate | Dimethoate | MACP - Plant (2024 ff) |  | Reg. (EU) 2021/155; Applicable from: 02/09/2021 | Dimethoate | Obligatory | All (see 'Products to be sampled in 2024'-sheet) | MRM | MRM | Difficult | Yes | 0.001 | 6 | 97 | 97 | 9 | 1478 | 16 | 0.01 | 0.125 | 93.8 | 93 | 9 | 42 | 3 | 0.05 | 0.05 | 96.5 | 97 | 1 | 2 | 1 | [15 empty] | FV2010-M1; FV2010-M4; FV2012-M6; FV2012-M7; FV2013-M8; FV2014-M11; FV2014-M12; FV2014-M15; FV2014-M16; FV2015-M18; FV2015-M19; FV2017-CEN; FV2018-M24; FV2019-M29; FV2019-M30; FV2019-M31; FV2019-M32; FV2019-M34; FV 2020-M37; FV 2020-M38; FV 2020-M39; FV 2020-M41; FV 2020-M42 | Method Development, Method Validation, HRAMS Database, Analytical observation | CF-11; CF-14; CF-22; CF-28; CF-31A; CF-33; CF-35; CF-36; CF-(S1-S9) | Method Validation; Method Validation; Method Validation; Method Validation; Method Validation; Method Validation; Method Validation; Method Validation; Screening Report
| Plant | 321 | Dimethoate/Omethoate | Omethoate | MACP - Plant (2024 ff) |  | Reg. (EU) 2021/155; Applicable from: 02/09/2021 | Omethoate | Obligatory | All (see 'Products to be sampled in 2024'-sheet) | MRM | MRM | Difficult | Yes | 0.001 | 0.5 | 85.8 | 84 | 16 | 1108 | 11 | 0.01 | 0.125 | 95.3 | 98 | 17 | 32 | 3 | 0.05 | 0.05 | 84 | 84 | 7 | 2 | 1 | [15 empty] | FV2010-M4; FV2012-M6; FV2012-M7; FV2013-M8; FV2014-M12; FV2014-M15; FV2014-M16; FV2015-M18; FV2015-M19; FV2017-CEN; FV2018-M24; FV2018-M27; FV2018-M28; FV2019-M30; FV2019-M31; FV2019-M32; FV2019-M34; FV 2020-M38; FV 2020-M39; FV 2020-M42 | Method Development, Method Validation, Analytical observation, HRAMS Database | CF-1; CF-12; CF-22; CF-28; CF-31A; CF-36; CF-(S1-S9) | Method Validation; Method Validation; Method Validation; Method Validation; Method Validation; Method Validation; Screening Report
| Plant | 156 | Dimethomorph | Dimethomorph | MACP - Plant (2024 ff) |  | Reg. (EU) 2020/1633; Applicable from: 25/05/2021 | Dimethomorph (sum of isomers) | Obligatory | All (see 'Products to be sampled in 2024'-sheet) | MRM | MRM | Difficult | Yes | 0.002 | 10 | 99.5 | 99 | 9 | 2084 | 13 | 0.01 | 0.125 | 93.5 | 93 | 9 | 149 | 8 | 0.05 | 0.05 | 87 | 87 | 11 | 2 | 1 | [15 empty] | FV2010-M1; FV2010-M4; FV2012-M6; FV2012-M7; FV2014-M11; FV2014-M12; FV2014-M16; FV2015-M18; FV2015-M19; FV2017-CEN; FV2018-M24; FV2019-M29; FV2019-M30; FV2019-M31; FV2019-M32; FV2019-M34; FV 2020-M37; FV 2020-M38; FV 2020-M39; FV 2020-M42 | Method Development, Method Validation, HRAMS Database, Analytical observation | CF-1; CF-15; CF-21; CF-22; CF-26; CF-27; CF-28; CF-31A; CF-33; CF-35; CF-36; CF-(S1-S9) | Method Validation; Method Validation; Method Validation; Method Validation; Method Validation; Method Validation; Method Validation; Method Validation; Method Validation; Method Validation; Method Validation; Screening Report
| Honey | 735 | Dimoxystrobin | Dimoxystrobin | WD - Honey (2024) | Annex VII | Reg. (EU) 2015/1040; Applicable from: 21/01/2016 | Dimoxystrobin (R) (A) |  | Honey | MRM | MRM | Yes | Yes | [40 empty] | AO-M08; AO-M09; AO-M28 | Method Development; Method Validation
| Plant | 157 | Diniconazole | Diniconazole | MACP - Plant (2024 ff) |  | Reg. (EU) No 1317/2013; Applicable from: 06.07.2014 | Diniconazole (sum of isomers) | Obligatory | All (see 'Products to be sampled in 2024'-sheet) | MRM | MRM | Yes | Yes | 0.002 | 0.25 | 98 | 98 | 11 | 696 | 10 | 0.01 | 0.125 | 85.7 | 86 | 8 | 37 | 3 | 0.05 | 0.05 | 111 | 111 | 8 | 2 | 1 | 0.04 | 0.4 | 89.7 | 88 | 9 | 32 | 1 | [8 empty] | FV2012-M6; FV2012-M7; FV2014-M11; FV2014-M12; FV2014-M15; FV2014-M16; FV2015-M18; FV2015-M19; FV2017-CEN; FV2017-M22; FV2018-M24; FV2018-M25; FV2019-M29; FV2019-M30; FV2019-M31; FV2019-M32; FV2019-M34; FV 2020-M37; FV 2020-M38; FV 2020-M39; FV 2020-M42 | Method Development, Method Validation, HRAMS Database, Analytical observation | CF-5; CF-28; CF-(S1-S9) | Method Validation; Method Validation; Screening Report
| Plant | 757 | Dinotefuran | Dinotefuran | WD - Plant (2024) | Annex IV (few findings) | - | _No specific RD established so far | 1B | Findings in green beans and rice, and tea (19 RASFF notifications in 2019) | MRM | MRM | No Data | No Data | [36 empty] | FV 2020-M40; FV 2020-M42 | Analytical observation, Method development, Method Validation | CF-8; CF-28; CF-(S1-S9) | Method Validation; Method Validation; Screening Report
| Plant | 162 | Diphenylamine | Diphenylamine | MACP - Plant (2024 ff) |  | Reg. (EU) 2018/1515 Applicable from: 01/05/2019 | Diphenylamine | Obligatory | All (see 'Products to be sampled in 2024'-sheet) | MRM | MRM | Yes | Yes | 0.01 | 0.5 | 100 | 98 | 18 | 910 | 14 | 0.05 | 0.25 | 93.3 | 94 | 14 | 35 | 3 | 0.01 | 0.05 | 78 | 82 | 11 | 18 | 1 | 0.05 | 0.25 | 84 | 86 | 10 | 32 | 1 | [8 empty] | FV2010-M1; FV2010-M3; FV2010-M4; FV2014-M11; FV2014-M12; FV2014-M16; FV2015-M17; FV2017-M22; FV2018-M25; FV2019-M34; FV 2020-M35; FV 2020-M37; FV 2021-M43 | Method Development, HRAMS Database, Analytical Observation | CF-6; CF-15; CF-21; CF-26; CF-27; CF-28; CF-31; CF-32; CF-33; CF-35; CF-36; CF-(S1-S9) | Method Validation; Method Validation; Method Validation; Method Validation; Method Validation; Method Validation; Method Validation; Method Validation; Method Validation; Method Validation; Method Validation; Screening Report
| Plant | 163 | Diquat | Diquat | WD - Plant (2024) | Annex II (Support requested from EURLs) | Reg. (EU) 2016/1002; Applicable from: 14/01/2017 | Diquat | 2A | Especially relevant in pulses, oily seeds and potatoes. | SRM | SRM | No | Yes | [28 empty] | 0.01 | 0.4 | 105.4 | 106 | 16 | 420 | 11 | [7 empty] | SRM-09 | Method Development; Method Validation
| Plant | 165 | Dithianon | Dithianon | MACP - Plant (2024 ff) |  | Reg. (EC) No 839/2008; Applicable from: 01.09.2008 | Dithianon | Obligatory (certain commodities) | It shall only be analysed in and on table grapes in 2024; in and on apples and peaches in 2025; in and on pears and brown rice in 2026. | MRM/SRM | MRM/SRM | No | Yes | 0.002 | 0.2 | 74.9 | 65 | 36 | 59 | 3 | 0.1 | 0.1 | 85.2 | 83 | 14 | 10 | 1 | [22 empty] | FV2015-M18; FV2019-M29; FV2019-M34; FV 2020-M42 | Method Development, Method Validation, Analytical observation |  |  |  |  | SRM-12; SRM-13 | Method development; Method validation
| Plant | 166 | Dithiocarbamates | Dithiocarbamates det. as CS2 | MACP - Plant (2024 ff) |  | Reg. (EU) 2017/171; Applicable from: 23/02/2017 | Dithiocarbamates (dithiocarbamates expressed as CS2, including maneb, mancozeb, metiram, propineb, thiram and ziram) | Obligatory (certain commodities) | It shall be analysed in and on all listed commodities except broccoli, cauliflowers, head cabbages, olive oil, wine and onions. | SRM | SRM | No | No | [42 empty] | SRM-14 | Method Validation
| Plant | 277 | Dithiocarbamates | Mancozeb | MACP - Plant (2024 ff) |  | Reg. (EU) 2017/171; Applicable from: 23/02/2017 | Dithiocarbamates (dithiocarbamates expressed as CS2, including maneb, mancozeb, metiram, propineb, thiram and ziram) | Obligatory (certain commodities) | It shall be analysed in and on all listed commodities except broccoli, cauliflowers, head cabbages, olive oil, wine and onions. | SRM | SRM | No | No Data | [42 empty] | SRM-14 | Method Validation; determination as CS2
| Plant | 278 | Dithiocarbamates | Maneb | MACP - Plant (2024 ff) |  | Reg. (EU) 2017/171; Applicable from: 23/02/2017 | Dithiocarbamates (dithiocarbamates expressed as CS2, including maneb, mancozeb, metiram, propineb, thiram and ziram) | Obligatory (certain commodities) | It shall be analysed in and on all listed commodities except broccoli, cauliflowers, head cabbages, olive oil, wine and onions. | SRM | SRM | No | No Data | [42 empty] | SRM-14 | Method Validation; determination as CS2
| Plant | 300 | Dithiocarbamates | Metiram | MACP - Plant (2024 ff) |  | Reg. (EU) 2017/171; Applicable from: 23/02/2017 | Dithiocarbamates (dithiocarbamates expressed as CS2, including maneb, mancozeb, metiram, propineb, thiram and ziram) | Obligatory (certain commodities) | It shall be analysed in and on all listed commodities except broccoli, cauliflowers, head cabbages, olive oil, wine and onions. | SRM | SRM | No | No Data | [42 empty] | SRM-14 | Method Validation; determination as CS2
| Plant | 368 | Dithiocarbamates | Propineb | MACP - Plant (2024 ff) |  | Reg. (EC) No 149/2008; Applicable from: 01.09.2008; Reg. (EU) 2017/171; Applicable from: 23/02/2017 | Propineb (expressed as propilendiamine); Dithiocarbamates (dithiocarbamates expressed as CS2, including maneb, mancozeb, metiram, propineb, thiram and ziram) | Obligatory (certain commodities) | It shall be analysed in and on all listed commodities except broccoli, cauliflowers, head cabbages, olive oil, wine and onions. | SRM | SRM | No | No Data | [42 empty] | SRM-14 | Method Validation; determination as CS2
| Plant | 430 | Dithiocarbamates | Thiram | MACP - Plant (2024 ff) |  | Reg. (EU) 2017/171; Applicable from: 23/02/2017 | Dithiocarbamates (dithiocarbamates expressed as CS2, including maneb, mancozeb, metiram, propineb, thiram and ziram) | Obligatory (certain commodities) | It shall be analysed in and on all listed commodities except broccoli, cauliflowers, head cabbages, olive oil, wine and onions. | SRM | SRM | No | Yes | [42 empty] | SRM-14 | Method Validation; determination as CS2
| Plant | 459 | Dithiocarbamates | Ziram | MACP - Plant (2024 ff) |  | Reg. (EU) 2017/171; Applicable from: 23/02/2017 | Dithiocarbamates (dithiocarbamates expressed as CS2, including maneb, mancozeb, metiram, propineb, thiram and ziram) | Obligatory (certain commodities) | It shall be analysed in and on all listed commodities except broccoli, cauliflowers, head cabbages, olive oil, wine and onions. | SRM | SRM | No | No Data | [42 empty] | SRM-14 | Method Validation; determination as CS2
| Plant | 167 | Diuron | Diuron | WD - Plant (2024) | Annex IV (few findings) | Reg. (EU) No 777/2013; Applicable from: 06.03.2014 PROSPECTIVE: Reg. (EU) 2023/1783; Applicable from 08/04/2024 | Diuron | 1B |  | MRM | MRM | Difficult | Yes | [36 empty] | FV 2020-M38; FV 2020-M39; FV 2020-M42 | Analytical observation, Method development, Method Validation
| Plant | 169 | Dodine | Dodine | MACP - Plant (2024 ff) |  | Reg. (EU) 2022/1290 Applicable from 14/08/2022 | Dodine | Obligatory | All (see 'Products to be sampled in 2024'-sheet) | MRM/SRM | MRM/SRM | No | Yes | 0.002 | 0.4 | 96 | 97 | 21 | 350 | 6 | 0.01 | 0.1 | 45.9 | 36 | 22 | 26 | 2 | 0.05 | 0.05 | 66 | 66 | 8 | 2 | 1 | [15 empty] | FV2014-M11; FV2014-M12; FV2014-M16; FV2015-M18; FV2015-M19; FV2018-M24; FV2019-M29; FV2019-M31; FV2019-M32; FV 2020-M39; FV 2020-M42 | Method Development, Method Validation, HRAMS Database, Analytical observation | CF-13; CF-28 | Method Validation; Method Validation |  |  | SRM-15 | Anal. Observ. Report
| Plant | 707 | Emamectin | Emamectin B1a | MACP - Plant (2024 ff) |  | Reg. (EU) 2022/1343 Applicable from 22/02/2023 | Emamectin B1a and its salts, expressed as emamectin B1a (free base)(R),(F) | Obligatory | All (see 'Products to be sampled in 2024'-sheet) | MRM | MRM | No | Yes | [36 empty] | FV 2020-M38; FV 2020-M39; FV 2020-M42 | Analytical observation, Method development, Method Validation | CF-13; CF-28 | Method Validation; Method Validation
| Animal | 171 | Endosulfan | Endosulfan (sum) | MACP - Animal (2024 ff) |  | Reg. (EU) No 310/2011; Applicable from: 21.10.2011 | Endosulfan (sum of alpha- and beta-isomers and endosulfan-sulphate expresses as endosulfan) (F) | Obligatory | All (see 'Products to be sampled in 2024'-sheet) |  | MRM | Yes | No | [40 empty] | AO-M02; AO-M14; AO-M15; AO-M12; AO-M25; AO-M33; AO-M34; AO-M36 | Method Development; Method Validation
| Animal | 670 | Endosulfan | Endosulfan, alpha- | MACP - Animal (2024 ff) |  | Reg. (EU) No 310/2011; Applicable from: 21.10.2011 | Endosulfan (sum of alpha- and beta-isomers and endosulfan-sulphate expresses as endosulfan) (F) | Obligatory | All (see 'Products to be sampled in 2024'-sheet) | MRM | MRM | Yes | No | [40 empty] | AO-M02; AO-M14; AO-M15; AO-M12; AO-M25; AO-M33; AO-M34; AO-M36 | Method Development; Method Validation
| Plant | 171 | Endosulfan | Endosulfan (sum) | MACP - Plant (2024 ff) |  | Reg. (EU) No 310/2011; Applicable from: 21.10.2011 | Endosulfan (sum of alpha- and beta-isomers and endosulfan-sulphate expresses as endosulfan) (F) | Obligatory | All (see 'Products to be sampled in 2024'-sheet) |  | MRM | Yes | No | [36 empty] | FV2010-M1; FV2010-M3; FV2013-M8; FV2015-M17 | Method Development, HRAMS Database
| Animal | 671 | Endosulfan | Endosulfan, beta- | MACP - Animal (2024 ff) |  | Reg. (EU) No 310/2011; Applicable from: 21.10.2011 | Endosulfan (sum of alpha- and beta-isomers and endosulfan-sulphate expresses as endosulfan) (F) | Obligatory | All (see 'Products to be sampled in 2024'-sheet) | MRM | MRM | Yes | No | [40 empty] | AO-M02; AO-M14; AO-M15; AO-M12; AO-M25; AO-M33; AO-M34; AO-M36 | Method Development; Method Validation
| Animal | 639 | Endosulfan | Endosulfan-sulfate | MACP - Animal (2024 ff) |  | Reg. (EU) No 310/2011; Applicable from: 21.10.2011 | Endosulfan (sum of alpha- and beta-isomers and endosulfan-sulphate expresses as endosulfan) (F) | Obligatory | All (see 'Products to be sampled in 2024'-sheet) | MRM | MRM | Yes | Yes | [40 empty] | AO-M02; AO-M14; AO-M15; AO-M12; AO-M25; AO-M33; AO-M34; AO-M36 | Method Development; Method Validation
| Plant | 670 | Endosulfan | Endosulfan, alpha- | MACP - Plant (2024 ff) |  | Reg. (EU) No 310/2011; Applicable from: 21.10.2011 | Endosulfan (sum of alpha- and beta-isomers and endosulfan-sulphate expresses as endosulfan) (F) | Obligatory | All (see 'Products to be sampled in 2024'-sheet) | MRM | MRM | Yes | No | 0.002 | 1 | 100.7 | 101 | 13 | 1681 | 16 | 0.01 | 0.25 | 75.5 | 76 | 10 | 41 | 3 | 0.01 | 0.05 | 74.5 | 79 | 18 | 18 | 1 | [15 empty] | FV2010-M4; FV2012-M6; FV2013-M10; FV2014-M11; FV2014-M12; FV2017-M22; FV2018-M25; FV2019-M29; FV2019-M34; FV 2020-M35; FV 2020-M37; FV 2021-M43 | Method Development, Method Validation, HRAMS Database, Analytical Observation | CF-11; CF-14; CF-22; CF-27; CF-28; CF-31A; CF-33; CF-36; CF-(S1-S9) | Method Validation; Method Validation; Method Validation; Method Validation; Method Validation; Method Validation; Method Validation; Method Validation; Method Validation; Screening Report
| Plant | 671 | Endosulfan | Endosulfan, beta- | MACP - Plant (2024 ff) |  | Reg. (EU) No 310/2011; Applicable from: 21.10.2011 | Endosulfan (sum of alpha- and beta-isomers and endosulfan-sulphate expresses as endosulfan) (F) | Obligatory | All (see 'Products to be sampled in 2024'-sheet) | MRM | MRM | Yes | No | 0.002 | 1 | 101.7 | 102 | 11 | 1937 | 15 | 0.01 | 0.25 | 79.8 | 79 | 12 | 45 | 3 | 0.01 | 0.05 | 93 | 95 | 15 | 19 | 1 | [15 empty] | FV2010-M4; FV2012-M6; FV2013-M10; FV2014-M11; FV2014-M12; FV2017-M22; FV2018-M25; FV2019-M29; FV2019-M34; FV 2020-M35; FV 2020-M37; FV 2021-M43 | Method Development, Method Validation, HRAMS Database, Analytical Observation | CF-11; CF-14; CF-22; CF-27; CF-28; CF-31A; CF-33; CF-35; CF-36; CF-(S1-S9) | Method Validation; Method Validation; Method Validation; Method Validation; Method Validation; Method Validation; Method Validation; Method Validation; Method Validation; Screening Report
| Plant | 639 | Endosulfan | Endosulfan-sulfate | MACP - Plant (2024 ff) |  | Reg. (EU) No 310/2011; Applicable from: 21.10.2011 | Endosulfan (sum of alpha- and beta-isomers and endosulfan-sulphate expresses as endosulfan) (F) | Obligatory | All (see 'Products to be sampled in 2024'-sheet) | MRM | MRM | Yes | Yes | 0.002 | 1 | 104 | 104 | 13 | 1689 | 16 | 0.01 | 0.25 | 90 | 91 | 11 | 47 | 3 | 0.01 | 0.05 | 92 | 93 | 7 | 20 | 1 | [15 empty] | FV2010-M4; FV2012-M6; FV2013-M8; FV2013-M10; FV2014-M11; FV2014-M12; FV2015-M17; FV2017-M22; FV2018-M25; FV2019-M29; FV2019-M34; FV 2020-M35; FV 2021-M43 | Method Development, Method Validation, HRAMS Database, Analytical Observation | CF-11; CF-14; CF-22; CF-27; CF-28; CF-31A; CF-33; CF-35; CF-36; CF-(S1-S9) | Method Validation; Method Validation; Method Validation; Method Validation; Method Validation; Method Validation; Method Validation; Method Validation; Method Validation; Screening Report
| Animal | 172 | Endrin | Endrin | WD - Animal (2024) | Annex IV (few findings) | Reg. (EC) No 149/2008 Applicable from: 01/09/2008 | Endrin (F) | 1A | Experts indicated findings on liver. | MRM | MRM | Yes | No Data | [40 empty] | AO-M02; AO-M14; AO-M15; AO-M12; AO-M24; AO-M25; AO-M33; AO-M34; AO-M36 | Method Development; Method Validation
| Plant | 684 | EPN | EPN | Removed from 2020 MACP onwards - Plant |  | - | _No specific RD established so far | Obligatory | All (see 'Products to be sampled in 2022'-sheet) | MRM | MRM | Yes | Yes | 0.002 | 0.4 | 96.6 | 96 | 14 | 511 | 6 | 0.05 | 0.1 | 94.5 | 96 | 13 | 8 | 3 | 0.01 | 0.05 | 90 | 90 | 7 | 19 | 1 | 0.005 | 0.05 | 90.6 | 92 | 9 | 32 | 1 | [8 empty] | FV2010-M4; FV2014-M11; FV2014-M12; FV2015-M17; FV2017-M22; FV2018-M25; FV2018-M28; FV2019-M29; FV2019-M30; FV2019-M32; FV2019-M34; FV 2020-M35; FV 2020-M38; FV 2020-M42; FV 2021-M43 | Method Development, Method Validation, HRAMS Database, Analytical Observation | CF-10; CF-21; CF-22; CF-27; CF-28; CF-31A; CF-33; CF-35; CF-36; CF-(S1-S9) | Method Validation; Method Validation; Method Validation; Method Validation; Method Validation; Method Validation; Method Validation; Method Validation; Method Validation; Screening Report
| Animal | 173 | Epoxiconazole | Epoxiconazole | WD - Animal (2024) | Annex IV (few findings) | Reg. (EU) 2023/128; Applicable from 08/08/2023 | Epoxiconazole (F) | 1A | Relevant for liver | MRM | MRM | Yes | Yes | [40 empty] | AO-M05; AO-M07; AO-M11; AO-M13; AO-M15; AO-M25; AO-M32; AO-M35 | Method Development; Method Validation
| Plant | 173 | Epoxiconazole | Epoxiconazole | MACP - Plant (2024 ff) |  | Reg. (EU) 2023/128; Applicable from 08/08/2023 | Epoxiconazole (F) | Obligatory | All (see 'Products to be sampled in 2024'-sheet) | MRM | MRM | Yes | Yes | 0.002 | 0.4 | 98.8 | 98 | 9 | 708 | 9 | 0.01 | 0.125 | 94.6 | 94 | 7 | 86 | 6 | 0.01 | 0.05 | 85.1 | 86 | 11 | 27 | 1 | 0.01 | 0.05 | 89.6 | 90 | 11 | 48 | 1 | [8 empty] | FV2010-M1; FV2010-M4; FV2012-M6; FV2012-M7; FV2014-M11; FV2014-M12; FV2014-M15; FV2014-M16; FV2015-M18; FV2015-M19; FV2017-CEN; FV2017-M22; FV2018-M24; FV2018-M25; FV2019-M29; FV2019-M30; FV2019-M31; FV2019-M32; FV2019-M34; FV 2020-M35; FV 2020-M37; FV 2020-M38; FV 2020-M39; FV 2020-M42; FV 2021-M43 | Method Development, Method Validation, HRAMS Database, Analytical Observation | CF-5; CF-11; CF-12; CF-17; CF-22; CF-26; CF-27; CF-28; CF-31A; CF-33; CF-35; CF-36; CF-(S1-S9) | Method Validation; Method Validation; Method Validation; Method Validation; Method Validation; Method Validation; Method Validation; Method Validation; Method Validation; Method Validation; Method Validation; Method Validation; Screening Report
| Plant | 175 | Ethephon | Ethephon | MACP - Plant (2024 ff) |  | Reg. (EU) 2017/1777; Applicable from: 20/10/2017 | Ethephon | Obligatory (certain commodities) | It shall only be analysed in and on sweet peppers/bell peppers, wheat and table grapes in 2024; in and on apples, peaches, tomatoes and wine in 2025; in and on oranges and pears in 2026. | SRM | SRM | No | Yes | [28 empty] | 0.01 | 2.314 | 100 | 100 | 9 | 193 | 3 | [7 empty] | SRM-09 | Method Development; Method Validation
| Plant | 177 | Ethion | Ethion | MACP - Plant (2024 ff) |  | Reg. (EU) No 310/2011; Applicable from: 21.10.2011 | Ethion | Obligatory | All (see 'Products to be sampled in 2024'-sheet) | MRM | MRM | Yes | Yes | 0.01 | 1 | 98 | 96 | 11 | 622 | 9 | 0.025 | 0.125 | 90.5 | 90 | 9 | 12 | 2 | 0.05 | 0.05 | 112.5 | 113 | 16 | 2 | 1 | 0.005 | 0.05 | 96.6 | 97 | 9 | 32 | 1 | [8 empty] | FV2010-M1; FV2010-M4; FV2012-M6; FV2012-M7; FV2013-M8; FV2014-M11; FV2014-M12; FV2014-M16; FV2015-M17; FV2015-M18; FV2015-M19; FV2017-CEN; FV2017-M22; FV2018-M24; FV2018-M25; FV2019-M29; FV2019-M30; FV2019-M31; FV2019-M32; FV2019-M34; FV 2020-M35; FV 2020-M37; FV 2020-M38; FV 2020-M39; FV 2020-M42; FV 2021-M43 | Method Development, Method Validation, HRAMS Database, Analytical Observation | CF-2; CF-11; CF-12; CF-14; CF-22; CF-27; CF-28; CF-31A; CF-33; CF-35; CF-36; CF-(S1-S9) | Method Validation; Method Validation; Method Validation; Method Validation; Method Validation; Method Validation; Method Validation; Method Validation; Method Validation; Method Validation; Method Validation; Screening Report
| Plant | 178 | Ethirimol | Ethirimol | MACP - Plant (2024 ff) |  | Reg. (EU) 2021/1531; Applicable from: 21/05/2021 | Ethirimol (R) (F) (A) | Obligatory | All (see 'Products to be sampled in 2024'-sheet) | MRM | No Data | No | Yes | 0.002 | 0.24 | 89.4 | 89 | 10 | 436 | 5 | 0.01 | 0.125 | 61.7 | 67 | 14 | 44 | 2 | 0.05 | 0.05 | 107 | 107 | 4 | 2 | 1 | [15 empty] | FV2014-M11; FV2014-M15; FV2014-M16; FV2015-M18; FV2015-M19; FV2017-CEN; FV2018-M24; FV2018-M28; FV2019-M29; FV2019-M30; FV2019-M31; FV2019-M32; FV2019-M34; FV 2020-M37; FV 2020-M38; FV 2020-M39; FV 2020-M42 | Method Development, Method Validation, HRAMS Database, Analytical observation | CF-19; CF-28 | Method Validation; Method Validation
| Plant | 181 | Ethoprophos | Ethoprophos | WD - Plant (2024) | Annex IV (few findings) | Reg. (EU) 2021/155; Applicable from: 02/09/2021 | Ethoprophos | 1A | Findings reported in green beans, sweet peppers, orange juice, peaches. | MRM | MRM | Yes | Yes | 0.004 | 1 | 98.3 | 98 | 11 | 857 | 11 | 0.02 | 0.125 | 89.3 | 91 | 8 | 59 | 6 | 0.05 | 0.05 | 102 | 104 | 4 | 3 | 1 | 0.01 | 0.05 | 96.1 | 101 | 13 | 43 | 1 | [8 empty] | FV2012-M6; FV2013-M8; FV2013-M10; FV2014-M11; FV2014-M12; FV2014-M15; FV2014-M16; FV2015-M18; FV2015-M19; FV2017-CEN; FV2017-M22; FV2018-M24; FV2018-M25; FV2018-M26; FV2018-M28; FV2019-M30; FV2019-M31; FV2019-M32; FV2019-M34; FV 2020-M39; FV 2020-M35; FV 2020-M38; FV 2020-M42; FV 2021-M43 | Method Development, Method Validation, HRAMS Database, Analytical Observation | CF-6; CF-15; CF-21; CF-22; CF-26; CF-27; CF-28; CF-31A; CF-33; CF-35; CF-36; CF-(S1-S9) | Method Validation; Method Validation; Method Validation; Method Validation; Method Validation; Method Validation; Method Validation; Method Validation; Method Validation; Method Validation; Method Validation; Screening Report
| Plant | 936 | Ethylene oxide | Ethylene oxide (sum) | MACP - Plant (2024 ff) | Annex I (risk management support) | Reg. (EU) 2015/868; Applicable from: 30/12/2015 | Ethylene oxide (sum of ethylene oxide and 2-chloro-ethanol expressed as ethylene oxide) |  | It shall only be analysed in and on wheat in 2024; in and on barley and oats in 2025; in and on beans (dried), rye and brown rice in 2026. | [46 empty] | SRM-45 | Analytical Observation Report Method development Method validation
| Plant | 183 | Ethylene oxide | Ethylene oxide | MACP - Plant (2024 ff) | Annex I (risk management support) | Reg. (EU) 2015/868; Applicable from: 30/12/2015 | Ethylene oxide (sum of ethylene oxide and 2-chloro-ethanol expressed as ethylene oxide) |  | It shall only be analysed in and on wheat in 2024; in and on barley and oats in 2025; in and on beans (dried), rye and brown rice in 2026. |  |  | Yes | No | [42 empty] | SRM-45 | Analytical Observation Report Method development Method validation
| Plant | 2 | Ethylene oxide | 2-Chloroethanol | MACP - Plant (2024 ff) | Annex I (risk management support) | Reg. (EU) 2015/868; Applicable from: 30/12/2015 | Ethylene oxide (sum of ethylene oxide and 2-chloro-ethanol expressed as ethylene oxide) |  | It shall only be analysed in and on wheat in 2024; in and on barley and oats in 2025; in and on beans (dried), rye and brown rice in 2026. |  |  | Yes | Yes | [42 empty] | SRM-45 | Analytical Observation Report Method development Method validation
| Plant | 936 | Ethylene oxide | Ethylene oxide (sum) | WD - Plant (2024) | Annex I (risk management support) | Reg. (EU) 2015/868; Applicable from: 30/12/2015; Reg. (EU) 231/2012; Applicable from: 01/09/2022 | Ethylene oxide (sum of ethylene oxide and 2-chloro-ethanol expressed as ethylene oxide) |  | information needed on fresh produce, e.g. sweet peppers, onions and dry products such as dried herbs and spices; also relevant for e.g. spices, oily seeds, dry herbs, dry vegetables, dry “superfood” (e.g. moringa), and food supplements. Additionally relevant for certain food and feed additives such as those entailing polyethylene glycole chains (e.g. PEG and polysorbates;), thickeners (e.g. guar gum, locust bean gum) and calcium carbonate | [46 empty] | SRM-45 | Analytical Observation Report Method development Method validation
| Plant | 183 | Ethylene oxide | Ethylene oxide | WD - Plant (2024) | Annex I (risk management support) | Reg. (EU) 2015/868; Applicable from: 30/12/2015; Reg. (EU) 231/2012; Applicable from: 01/09/2022 | Ethylene oxide (sum of ethylene oxide and 2-chloro-ethanol expressed as ethylene oxide) |  | information needed on fresh produce, e.g. sweet peppers, onions and dry products such as dried herbs and spices; also relevant for e.g. spices, oily seeds, dry herbs, dry vegetables, dry “superfood” (e.g. moringa), and food supplements. Additionally relevant for certain food and feed additives such as those entailing polyethylene glycole chains (e.g. PEG and polysorbates;), thickeners (e.g. guar gum, locust bean gum) and calcium carbonate |  |  | Yes | No | [42 empty] | SRM-45 | Analytical Observation Report Method development Method validation
| Plant | 2 | Ethylene oxide | 2-Chloroethanol | WD - Plant (2024) | Annex I (risk management support) | Reg. (EU) 2015/868; Applicable from: 30/12/2015; Reg. (EU) 231/2012; Applicable from: 01/09/2022 | Ethylene oxide (sum of ethylene oxide and 2-chloro-ethanol expressed as ethylene oxide) |  | information needed on fresh produce, e.g. sweet peppers, onions and dry products such as dried herbs and spices; also relevant for e.g. spices, oily seeds, dry herbs, dry vegetables, dry “superfood” (e.g. moringa), and food supplements. Additionally relevant for certain food and feed additives such as those entailing polyethylene glycole chains (e.g. PEG and polysorbates;), thickeners (e.g. guar gum, locust bean gum) and calcium carbonate |  |  | Yes | Yes | [42 empty] | SRM-45 | Analytical Observation Report Method development Method validation
| Animal | 179 | Etofenprox | Etofenprox | WD - Animal (2024) | Annex IV (few findings) | Reg. (EU) 2021/590; Applicable from: 03/05/2021 | Etofenprox (F) | 1A | Relevant for animal fat, cows’ milk and butter | MRM | MRM | Yes | Yes | [40 empty] | AO-M05; AO-M07; AO-M11; AO-M13; AO-M12; AO-M32; AO-M35 | Method Development; Method Validation
| Plant | 179 | Etofenprox | Etofenprox | MACP - Plant (2024 ff) |  | Reg. (EU) 2021/590; Applicable from: 03/05/2021 | Etofenprox (F) | Obligatory | All (see 'Products to be sampled in 2024'-sheet) | MRM | MRM | Yes | Yes | 0.002 | 1 | 100 | 99 | 11 | 1897 | 18 | 0.01 | 0.125 | 75.3 | 76 | 9 | 126 | 7 | 0.01 | 0.05 | 88.3 | 89 | 8 | 26 | 1 | [15 empty] | FV 2020-M35; FV 2020-M37; FV 2020-M38; FV 2020-M39; FV 2020-M42; FV 2021-M43 | Analytical observation, Method development, Method Validation | CF-6; CF-15; CF-21; CF-22; CF-27; CF-28; CF-31A; CF-33; CF-35; CF-36; CF-(S1-S9) | Method Validation; Method Validation; Method Validation; Method Validation; Method Validation; Method Validation; Method Validation; Method Validation; Method Validation; Method Validation; Screening Report
| Plant | 470 | Etoxazole | Etoxazole | MACP - Plant (2024 ff) |  | Reg. (EU) 2023/1783; Applicable from: 08/04/2024 | Etoxazole | Obligatory | All (see 'Products to be sampled in 2024'-sheet) | MRM | MRM | Yes | Yes | [36 empty] | FV 2020-M39; FV 2020-M37; FV 2020-M38; FV 2020-M42 | Analytical observation, Method development, Method Validation | CF-16; CF-28 | Method Validation; Method Validation
| Animal | 186 | Famoxadone | Famoxadone | MACP - Animal (2024 ff) |  | Reg. (EU) No 1146/2014; Applicable from: 18.05.2015 | Famoxadone (F) | Obligatory | All (see 'Products to be sampled in 2024'-sheet) | MRM | MRM | Difficult | Yes | [40 empty] | AO-M05; AO-M06; AO-M07; AO-M11; AO-M13; AO-M15; AO-M25; AO-M28; AO-M32; AO-M35 | Method Development; Method Validation
| Plant | 186 | Famoxadone | Famoxadone | MACP - Plant (2024 ff) |  | Reg. (EU) No 1146/2014; Applicable from: 18.05.2015 | Famoxadone (F) | Obligatory | All (see 'Products to be sampled in 2024'-sheet) | MRM | MRM | Difficult | Yes | 0.002 | 0.75 | 99.5 | 100 | 17 | 734 | 9 | 0.01 | 0.125 | 92.8 | 93 | 10 | 26 | 2 | 0.05 | 0.05 | 95 | 107 | 23 | 3 | 1 | [15 empty] | FV 2020-M37; FV 2020-M39; FV 2020-M42 | Analytical observation, Method development, Method Validation | CF-4; CF-5; CF-27; CF-28; CF-33 | Method Validation; Method Validation; Method Validation; Method Validation; Method Validation
| Plant | 624 | Fenamidone | Fenamidone | MACP - Plant (2024 ff) |  | Reg. (EU) 2021/155; Applicable from: 02/09/2021 | Fenamidone | Obligatory | All (see 'Products to be sampled in 2024'-sheet) | MRM | MRM | Yes | Yes | 0.004 | 0.24 | 99.4 | 99 | 7 | 655 | 12 | 0.01 | 0.125 | 92.6 | 93 | 7 | 133 | 11 | 0.05 | 0.05 | 97.5 | 98 | 9 | 2 | 1 | 0.02 | 0.1 | 99 | 98 | 10 | 49 | 1 | [8 empty] | FV2012-M7; FV2014-M11; FV2014-M12; FV2014-M15; FV2014-M16; FV2015-M17; FV2015-M18; FV2015-M19; FV2017-CEN; FV2017-M22; FV2018-M24; FV2018-M25; FV2018-M28; FV2019-M29; FV2019-M30; FV2019-M31; FV2019-M32; FV2019-M34; FV 2020-M35; FV 2020-M37; FV 2020-M38; FV 2020-M39; FV 2020-M42; FV 2021-M43 | Method Development, Method Validation, HRAMS Database, Analytical Observation | CF-10 | Method Validation
| Plant | 187 | Fenamiphos | Fenamiphos | MACP - Plant (2024 ff) |  | Reg. (EU) 2023/128; Applicable from 08/08/2023 | Fenamiphos (sum of fenamiphos and its sulphoxide and sulphone expressed as fenamiphos) | Obligatory | All (see 'Products to be sampled in 2024'-sheet) | MRM | MRM | Yes | Yes | 0.002 | 1 | 101.9 | 103 | 13 | 468 | 8 | 0.01 | 0.125 | 96.2 | 95 | 5 | 36 | 2 | 0.01 | 0.05 | 85 | 87 | 16 | 6 | 1 | 0.01 | 0.05 | 85 | 85 | 7 | 44 | 1 | [8 empty] | FV2010-M4; FV2012-M6; FV2012-M7; FV2014-M11; FV2014-M16; FV2015-M18; FV2015-M19; FV2017-CEN; FV2018-M24; FV2019-M29; FV2019-M30; FV2019-M31; FV2019-M32; FV2019-M34; FV 2020-M37; FV 2020-M38; FV 2020-M39; FV 2020-M42 | Method Development, Method Validation, HRAMS Database, Analytical observation | CF-6; CF-15; CF-21; CF-22; CF-26; CF-27; CF-28; CF-31A; CF-33; CF-35; CF-36; CF-(S1-S9) | Method Validation; Method Validation; Method Validation; Method Validation; Method Validation; Method Validation; Method Validation; Method Validation; Method Validation; Method Validation; Method Validation; Screening Report
| Plant | 732 | Fenamiphos | Fenamiphos (sum) | MACP - Plant (2024 ff) |  | Reg. (EU) 2023/128; Applicable from 08/08/2023 | Fenamiphos (sum of fenamiphos and its sulphoxide and sulphone expressed as fenamiphos) | Obligatory | All (see 'Products to be sampled in 2024'-sheet) |  | MRM | Yes | Yes | [36 empty] | See single components |  | See single components
| Plant | 693 | Fenamiphos | Fenamiphos-Sulfone | MACP - Plant (2024 ff) |  | Reg. (EU) 2023/128; Applicable from 08/08/2023 | Fenamiphos (sum of fenamiphos and its sulphoxide and sulphone expressed as fenamiphos) | Obligatory | All (see 'Products to be sampled in 2024'-sheet) | MRM | MRM | Yes | Yes | 0.002 | 0.1 | 99 | 99 | 11 | 397 | 6 | 0.01 | 0.125 | 96.8 | 96 | 7 | 36 | 2 | 0.01 | 0.05 | 92.5 | 89 | 9 | 28 | 1 | [15 empty] | FV2010-M4; FV2012-M6; FV2012-M7; FV2014-M16; FV2015-M18; FV2015-M19; FV2017-CEN; FV2018-M24; FV2019-M30; FV2019-M31; FV2019-M32; FV2019-M34; FV 2020-M38; FV 2020-M39; FV 2020-M42 | Method Development, Method Validation, HRAMS Database, Analytical observation | CF-6; CF-15; CF-21; CF-22; CF-26; CF-27; CF-28; CF-31A; CF-33; CF-35; CF-(S1-S9) | Method Validation; Method Validation; Method Validation; Method Validation; Method Validation; Method Validation; Method Validation; Method Validation; Method Validation; Method Validation; Method Validation; Screening Report
| Plant | 692 | Fenamiphos | Fenamiphos-Sulfoxide | MACP - Plant (2024 ff) |  | Reg. (EU) 2023/128; Applicable from 08/08/2023 | Fenamiphos (sum of fenamiphos and its sulphoxide and sulphone expressed as fenamiphos) | Obligatory | All (see 'Products to be sampled in 2024'-sheet) | MRM | MRM | Yes | Yes | 0.002 | 0.1 | 96.7 | 97 | 11 | 581 | 10 | 0.01 | 0.125 | 94.5 | 89 | 14 | 73 | 5 | 0.01 | 0.05 | 96.2 | 95 | 10 | 27 | 1 | [15 empty] | FV2010-M4; FV2012-M6; FV2012-M7; FV2014-M16; FV2015-M18; FV2015-M19; FV2017-CEN; FV2018-M24; FV2018-M27; FV2019-M30; FV2019-M31; FV2019-M32; FV2019-M34; FV 2020-M38; FV 2020-M39; FV 2020-M42 | Method Development, Method Validation, Analytical observation, HRAMS Database | CF-6; CF-15; CF-21; CF-26; CF-28; CF-31A; CF-32; CF-33; CF-35 CF-(S1-S9) | Method Validation; Method Validation; Method Validation; Method Validation; Method Validation; Method Validation; Method Validation; Method Validation; Method Validation; Screening Report
| Plant | 188 | Fenarimol | Fenarimol | MACP - Plant (2024 ff) |  | Reg. (EU) No 318/2014; Applicable from: 17.10.2014 | Fenarimol | Obligatory | All (see 'Products to be sampled in 2024'-sheet) | MRM | MRM | Yes | Yes | 0.002 | 1 | 98.1 | 98 | 10 | 1655 | 11 | 0.01 | 0.125 | 82.8 | 84 | 8 | 50 | 4 | 0.01 | 0.05 | 89 | 89 | 9 | 26 | 1 | 0.005 | 0.025 | 95 | 95 | 10 | 49 | 1 | [8 empty] | FV2010-M1; FV2010-M4; FV2012-M6; FV2012-M7; FV2013-M8; FV2013-M10; FV2014-M11; FV2014-M12; FV2014-M15; FV2014-M16; FV2015-M17; FV2015-M18; FV2015-M19; FV2017-CEN; FV2017-M22; FV2018-M24; FV2018-M25; FV2018-M28; FV2019-M29; FV2019-M30; FV2019-M31; FV2019-M32; FV2019-M34; FV 2020-M35; FV 2020-M37; FV 2020-M38; FV 2020-M39; FV 2020-M42; FV 2021-M43 | Method Development, Method Validation, HRAMS Database, Analytical Observation | CF-2; CF-21; CF-22; CF-27; CF-28; CF-31A; CF-33; CF-35; CF-36; CF-(S1-S9) | Method Validation; Method Validation; Method Validation; Method Validation; Method Validation; Method Validation; Method Validation; Method Validation; Method Validation; Screening Report
| Plant | 189 | Fenazaquin | Fenazaquin | MACP - Plant (2024 ff) |  | Reg. (EU) 2022/1324 Applicable from 18/08/2022 | Fenazaquin | Obligatory | All (see 'Products to be sampled in 2024'-sheet) | MRM | MRM | Yes | Yes | 0.005 | 2.5 | 95.6 | 94 | 13 | 1048 | 10 | 0.05 | 0.25 | 67 | 66 | 11 | 17 | 3 | 0.01 | 0.05 | 82.9 | 85 | 10 | 26 | 1 | [15 empty] | FV2010-M1; FV2010-M4; FV2012-M7; FV2014-M11; FV2014-M12; FV2014-M16; FV2015-M17; FV2015-M18; FV2015-M19; FV2017-CEN; FV2017-M22; FV2018-M24; FV2018-M25; FV2019-M29; FV2019-M30; FV2019-M31; FV2019-M32; FV2019-M34; FV 2020-M35; FV 2020-M37; FV 2020-M38; FV 2020-M39; FV 2020-M42; FV 2021-M43 | Method Development, Method Validation, HRAMS Database, Analytical Observation | CF-1; CF-15; CF-21; CF-22; CF-26; CF-27; CF-28; CF-31A; CF-35; CF-36; CF-(S1-S9) | Method Validation; Method Validation; Method Validation; Method Validation; Method Validation; Method Validation; Method Validation; Method Validation; Method Validation; Method Validation; Screening Report
| Plant | 190 | Fenbuconazole | Fenbuconazole | MACP - Plant (2024 ff) |  | Reg. (EU) 2019/1559; Applicable from: 07.04.2020 | Fenbuconazole (sum of constituent enantiomers) | Obligatory | All (see 'Products to be sampled in 2024'-sheet) | MRM | MRM | Difficult | Yes | 0.002 | 0.24 | 99 | 98 | 9 | 899 | 13 | 0.01 | 0.125 | 95.8 | 96 | 9 | 161 | 11 | 0.01 | 0.05 | 82 | 83 | 9 | 27 | 1 | [15 empty] | FV2010-M1; FV2010-M4; FV2012-M7; FV2014-M11; FV2014-M12; FV2014-M15; FV2014-M16; FV2015-M18; FV2015-M19; FV2017-CEN; FV2017-M22; FV2018-M24; FV2018-M25; FV2019-M29; FV2019-M30; FV2019-M31; FV2019-M32; FV2019-M34; FV 2020-M35; FV 2020-M37; FV 2020-M38; FV 2020-M39; FV 2020-M42; FV 2021-M43 | Method Development, Method Validation, HRAMS Database, Analytical Observation | CF-3; CF-11; CF-12; CF-22; CF-27; CF-28; CF-31A; CF-33; CF-35; CF-36; CF-(S1-S9) | Method Validation; Method Validation; Method Validation; Method Validation; Method Validation; Method Validation; Method Validation; Method Validation; Method Validation; Method Validation; Screening Report
| Plant | 191 | Fenbutatin Oxide | Fenbutatin Oxide | MACP - Plant (2024 ff) |  | Reg. (EU) 2019/90 Applicable from: 13/08/2019 | Fenbutatin oxide (F) | Obligatory (certain commodities) | It shall only be analysed in and on aubergines, grapefruits, sweet peppers/bell peppers and table grapes in 2024; in and on apples, strawberries, peaches, tomatoes and wine in 2025; in and on oranges and pears in 2026. | MRM/SRM | MRM/SRM | No | Yes | 0.003 | 1 | 83 | 82 | 16 | 898 | 21 | 0.05 | 0.125 | 16 | 15 | 3 | 11 | 2 | 0.05 | 0.2 | 91 | 91 | 21 | 2 | 1 | [15 empty] | FV2010-M1; | Method Development |  |  |  |  | SRM-16 | Anal. Observ. Report
| Plant | 193 | Fenfuram | Fenfuram | Removed from 2020 MACP onwards - Plant |  | - | _No specific RD established so far | Obligatory | All (see 'Products to be sampled in 2022'-sheet) | MRM | No Data | Yes | Yes | 0.01 | 0.1 | 91 | 88 | 13 | 244 | 2 | 0.025 | 0.125 | 74.9 | 75 | 16 | 2 | 1 | [22 empty] | FV2012-M7; FV2017-M22; FV2018-M25 | HRAMS Database | CF-24; CF-(S1-S9) | Method Validation; Screening Report
| Plant | 194 | Fenhexamid | Fenhexamid | MACP - Plant (2024 ff) |  | Reg (EU) 2023/1069; Applicable from 22/06/2023 | Fenhexamid (F) | Obligatory | All (see 'Products to be sampled in 2024'-sheet) | MRM | MRM | Yes | Yes | 0.002 | 1 | 95 | 95 | 15 | 1953 | 16 | 0.01 | 0.1 | 84.7 | 65 | 34 | 50 | 2 | 0.05 | 0.05 | 127.5 | 128 | 18 | 2 | 1 | [15 empty] | FV2010-M1; FV2010-M4; FV2012-M7; FV2014-M11; FV2014-M12; FV2014-M15; FV2014-M16; FV2015-M18; FV2015-M19; FV2017-CEN; FV2017-M22; FV2018-M24; FV2018-M25; FV2019-M29; FV2019-M30; FV2019-M31; FV2019-M32; FV2019-M34; FV 2020-M35; FV 2020-M37; FV 2020-M38; FV 2020-M39; FV 2021-M42; FV 2020-M43 | Method Development, Method Validation, HRAMS Database, Analytical Observation | CF-12; CF-22; CF-28; CF-31A; CF-35; CF-36; CF-(S1-S9) | Method Validation; Method Validation; Method Validation; Method Validation; Method Validation; Method Validation; Screening Report
| Plant | 195 | Fenitrothion | Fenitrothion | MACP - Plant (2024 ff) |  | Reg. (EU) No 899/2012; Applicable from: 26.04.2013 | Fenitrothion | Obligatory | All (see 'Products to be sampled in 2024'-sheet) | MRM | MRM | Yes | Difficult | 0.002 | 1 | 99 | 98 | 14 | 1591 | 16 | 0.01 | 0.375 | 98.4 | 98 | 5 | 16 | 3 | 0.01 | 0.05 | 98 | 97 | 15 | 19 | 1 | [15 empty] | FV2010-M1; FV2010-M4; FV2012-M6; FV2012-M7; FV2013-M8; FV2013-M10; FV2014-M11; FV2014-M12; FV2014-M15; FV2014-M16; FV2017-M22; FV2018-M24; FV2018-M25; FV2018-M28; FV2019-M29; FV2019-M34; FV 2020-M35; FV 2020-M37; FV 2021-M43 | Method Development, Method Validation, HRAMS Database, Analytical Observation | CF-2; CF-11; CF-12; CF-14; CF-28; CF-31A; CF-35; CF-36; CF-(S1-S9) | Method Validation; Method Validation; Method Validation; Method Validation; Method Validation; Method Validation; Method Validation; Method Validation; Screening Report
| Plant | 560 | Fenobucarb | Fenobucarb | WD - Plant (2024) | Annex IV (few findings) | - | _No specific RD established so far | 1B | Findings in green beans, tomatoes, rice and citrus fruits. | MRM | MRM | Yes | Yes | [36 empty] | FV2012-M6; FV2012-M7; FV2018-M28; FV2019-M31; FV2019-M32; FV2019-M33; FV2019-M34; FV 2020-M38; FV 2020-M39; FV 2020-M40; FV 2020-M42 | Method Development, Method Validation, HRAMS Database, Analytical observation | CF-24; CF-30; CF-37; CF-(S1-S9) | Method Validation; Method Validation; Method Validation; Screening Report
| Plant | 198 | Fenoxycarb | Fenoxycarb | MACP - Plant (2024 ff) |  | Reg. (EU) 2019/973 Applicable from: 04/01/2020 | Fenoxycarb | Obligatory | All (see 'Products to be sampled in 2024'-sheet) | MRM | MRM | Difficult | Yes | 0.001 | 2.5 | 101 | 101 | 11 | 1286 | 10 | 0.01 | 0.125 | 90.8 | 91 | 8 | 100 | 7 | 0.05 | 0.05 | 110 | 109 | 13 | 3 | 1 | [15 empty] | FV2010-M1; FV2010-M4; FV2012-M7; FV2014-M11; FV2014-M12; FV2014-M16; FV2015-M18; FV2017-CEN; FV2018-M24; FV2019-M29; FV2019-M30; FV2019-M31; FV2019-M32; FV2019-M34; FV 2020-M37; FV 2020-M38; FV 2020-M39; FV 2020-M42 | Method Development, Method Validation, HRAMS Database, Analytical observation | CF-6; CF-15; CF-21; CF-22; CF-26; CF-27; CF-28; CF-31A; CF-33; CF-35; CF-36; CF-(S1-S9) | Method Validation; Method Validation; Method Validation; Method Validation; Method Validation; Method Validation; Method Validation; Method Validation; Method Validation; Method Validation; Method Validation; Screening Report
| Plant | 1753 | Fenpicoxamid | Fenpicoxamid | WD - Plant (2024) | Annex IV (few findings) | Reg (EU) 2023/1069; Applicable from 22/06/2023 | Fenpicoxamid (F) (R) | 1B |  | MRM | MRM | No | Yes | [36 empty] | FV 2020-M40; FV 2020-M42 | Analytical observation, Method development, Method Validation | CF-32 | Method Validation
| Plant | 1753 | Fenpicoxamid | Fenpicoxamid | WD - Plant (2024) | Annex II (Support requested from EURLs) | Reg (EU) 2023/1069; Applicable from 22/06/2023 | Fenpicoxamid (F) (R) | 1B |  | MRM | MRM | No | Yes | [36 empty] | FV 2020-M40; FV 2020-M42 | Analytical observation, Method development, Method Validation | CF-32 | Method Validation
| Plant | 200 | Fenpropathrin | Fenpropathrin | MACP - Plant (2024 ff) |  | Reg. (EC) No 839/2008; Applicable from: 01.09.2008 | Fenpropathrin | Obligatory | All (see 'Products to be sampled in 2024'-sheet) | MRM | MRM | Yes | Yes | 0.005 | 1 | 100.6 | 100 | 11 | 1346 | 15 | 0.1 | 0.25 | 92.8 | 93 | 16 | 16 | 2 | 0.01 | 0.05 | 96.5 | 99 | 14 | 6 | 1 | [15 empty] | FV2010-M1; FV2010-M4; FV2012-M6; FV2012-M7; FV2013-M8; FV2013-M10; FV2014-M11; FV2014-M12; FV2014-M15; FV2014-M16; FV2015-M17; FV2017-CEN; FV2017-M22; FV2018-M24; FV2018-M25; FV2019-M29; FV2019-M30; FV2019-M32; FV2019-M34; FV 2020-M35; FV 2020-M37; FV 2020-M42; FV 2021-M43 | Method Development, Method Validation, HRAMS Database, Analytical Observation | CF-2; CF-21; CF-22; CF-27; CF-28; CF-31A; CF-33; CF-35; CF-36; CF-(S1-S9) | Method Validation; Method Validation; Method Validation; Method Validation; Method Validation; Method Validation; Method Validation; Method Validation; Method Validation; Screening Report
| Animal | 1436 | Fenpropidin | CGA 289267 [2-methyl-2-[4-(2-methyl-3- piperidin-1-yl-propyl)-phenyl]propionic acid)] | WD - Animal (2024) | Annex II (Support requested from EURLs) | Reg. (EU) No 61/2014 Applicable from: 14/08/2014 | fenpropidin-code 1000000 except 1040000: sum of fenpropidin, 2-methyl-2-[4-(2-methyl-3- piperidin-1-yl-propyl)-phenyl]propionic acid, and their salts, expressed as fenpropidin |  | Relevant for ruminant's and swine liver and kidney. | MRM/SRM | MRM/SRM | Difficult | Yes | [40 empty] | Quechers-AO; checked with a solution obtained from BfR; Germany; SDL=0.005 mg/kg for most matrices | Method Development; Method Validation | SRM-36 | Anal. Observ. Report
| Animal | 201 | Fenpropidin | Fenpropidin | WD - Animal (2024) | Annex II (Support requested from EURLs) | Reg. (EU) No 61/2014 Applicable from: 14/08/2014 | fenpropidin-code 1000000 except 1040000: sum of fenpropidin, 2-methyl-2-[4-(2-methyl-3- piperidin-1-yl-propyl)-phenyl]propionic acid, and their salts, expressed as fenpropidin |  | Relevant for ruminant's and swine liver and kidney. | MRM | MRM | Yes | Yes |  |  |  |  | AO-M05, AO-M06, AO-M07, AO-M11, AO-M13, AO-M15 | Method Development | [34 empty] | AO-M05; AO-M06; AO-M07; AO-M11; AO-M13; AO-M15; AO-M27 | Method Development; Method Validation
| Animal | 1761 | Fenpropidin | Fenpropidin (sum) | WD - Animal (2024) | Annex II (Support requested from EURLs) | Reg. (EU) No 61/2014 Applicable from: 14/08/2014 | fenpropidin-code 1000000 except 1040000: sum of fenpropidin, 2-methyl-2-[4-(2-methyl-3- piperidin-1-yl-propyl)-phenyl]propionic acid, and their salts, expressed as fenpropidin |  | Relevant for ruminant's and swine liver and kidney. |  | MRM/SRM | Difficult | Yes
| Plant | 201 | Fenpropidin | Fenpropidin | MACP - Plant (2024 ff) |  | Reg. (EU) No 61/2014; Applicable from: 14.08.2014 | Fenpropidin (sum of fenpropidin and its salts, expressed as fenpropidin) (R) (A) | Obligatory | All (see 'Products to be sampled in 2024'-sheet) | MRM | MRM | Yes | Yes | 0.002 | 0.25 | 97.1 | 96 | 11 | 557 | 7 | 0.01 | 0.1 | 45.4 | 49 | 11 | 57 | 1 | 0.05 | 0.05 | 79 | 79 |  | 1 | 1 | [15 empty] | FV2012-M7; FV2017-CEN; FV2017-M22; FV2018-M25; FV2019-M29; FV2019-M31; FV2019-M32; FV2019-M34; FV 2020-M37; FV 2020-M39; FV 2020-M42; FV 2021-M43 | Method Development, Method Validation, HRAMS Database, Analytical Observation | CF-11; CF-22; CF-28; CF-31A; CF-35; CF-36; CF-(S1-S9) | Method Validation; Method Validation; Method Validation; Method Validation; Method Validation; Method Validation; Screening Report
| Animal | 1487 | Fenpropimorph | Fenpropimorph Carboxylic Acid | WD - Animal (2024) | Annex IV (few findings) | Reg. (EU) No 2023/710; Applicable from 21/10/2023 | Fenpropimorph - code 1000000: Fenpropimorph carboxylic acid (BF 421-2) expressed as fenpropimorph |  | Relevant for ruminant's fat, swine and ruminant's muscle, liver and kidney and cow's milk. | MRM/SRM | MRM/SRM | No | Yes | 0.01 | 0.01 | 96 | 97 | 5 | 15 | 1 | [35 empty] | SRM-36 | Anal. Observ. Report
| Plant | 202 | Fenpropimorph | Fenpropimorph | MACP - Plant (2024 ff) |  | Reg. (EU) No 2023/710; Applicable from 21/10/2023 | Fenpropimorph (sum of isomers) (F) (R) | Obligatory | All (see 'Products to be sampled in 2024'-sheet) | MRM | MRM | Yes | Yes | 0.002 | 2.5 | 97.9 | 97 | 12 | 1125 | 8 | 0.01 | 0.125 | 57.8 | 60 | 9 | 65 | 3 | 0.05 | 0.05 | 101.5 | 102 | 1 | 2 | 1 | 0.06 | 0.3 | 91.3 | 92 | 10 | 44 | 1 | [8 empty] | FV2010-M1; FV2010-M4; FV2012-M7; FV2014-M11; FV2014-M12; FV2014-M15; FV2014-M16; FV2015-M17; FV2015-M18; FV2015-M19; FV2017-CEN; FV2017-M22; FV2018-M24; FV2018-M25; FV2019-M29; FV2019-M31; FV2019-M32; FV2019-M34; FV 2020-M35; FV 2020-M37; FV 2020-M38; FV 2020-M39; FV 2020-M42; FV 2021-M43 | Method Development, Method Validation, HRAMS Database, Analytical Observation | CF-2; CF-11; CF-12; CF-22; CF-27; CF-28; CF-31A; CF-33; CF-35; CF-36; CF-(S1-S9) | Method Validation; Method Validation; Method Validation; Method Validation; Method Validation; Method Validation; Method Validation; Method Validation; Method Validation; Method Validation; Screening Report
| Animal | 1281 | Fenpyrazamine | Fenpyrazamine | WD - Animal (2024) | Annex IV (few findings) | Reg. (EU) 2019/977; Applicable from: 07/07/2019 | Fenpyrazamine (F) | 1B | This substance is not expected to leave significant residues in food of animal origin. | MRM | MRM | Yes | Yes | [40 empty] | AO-M27 | Method validation
| Plant | 1281 | Fenpyrazamine | Fenpyrazamine | MACP - Plant (2024 ff) |  | Reg. (EU) 2019/977; Applicable from: 07/07/2019 | Fenpyrazamine (F) | Obligatory | All (see 'Products to be sampled in 2024'-sheet) | MRM | MRM | Yes | Yes | [36 empty] | FV2013-M9; FV2015-M18; FV2018-M24; FV2018-M26; FV2019-M31; FV2019-M32; FV2019-M34; FV 2020-M37; FV 2020-M39; FV 2020-M42 | Method Development, Method Validation, HRAMS Database, Analytical observation | CF-19; CF-28 | Method Validation; Method Validation
| Plant | 203 | Fenpyroximate | Fenpyroximate | MACP - Plant (2024 ff) |  | Reg (EU) 2023/1069; Applicable from 22/06/2023 | Fenpyroximate (A) (F) (R) | Obligatory | All (see 'Products to be sampled in 2024'-sheet) | MRM | MRM | Yes | Yes | 0.001 | 0.24 | 98 | 97 | 11 | 1053 | 10 | 0.01 | 0.125 | 78.8 | 77 | 9 | 42 | 3 | 0.05 | 0.05 | 104 | 99 | 11 | 4 | 1 | [15 empty] | FV2010-M4; FV2012-M6; FV2012-M7; FV2014-M11; FV2014-M12; FV2014-M15; FV2014-M16; FV2015-M18; FV2015-M19; FV2017-CEN; FV2018-M24; FV2019-M29; FV2019-M30; FV2019-M32; FV2019-M34; FV 2020-M38; FV 2020-M39; FV 2020-M41; FV 2020-M37; FV 2020-M42 | Method Development, Method Validation, HRAMS Database, Analytical observation | CF-16; CF-28 | Method Validation; Method Validation
| Plant | 204 | Fenson | Fenson | Removed from 2020 MACP onwards - Plant |  | - | _No specific RD established so far | Obligatory | All (see 'Products to be sampled in 2022'-sheet) | MRM | No Data | Yes | No Data | 0.01 | 0.2 | 100 | 100 | 11 | 429 | 5 | 0.05 | 0.25 | 88.8 | 86 | 10 | 15 | 3 | 0.01 | 0.05 | 92 | 95 | 10 | 6 | 1 | [15 empty] | FV2010-M4 | Method Development | CF-22; CF-28; CF-31A; CF-35; CF-36; CF-(S1-S9) | Method Validation; Method Validation; Method Validation; Method Validation; Method Validation; Screening Report
| Animal | 205 | Fenthion | Fenthion | WD - Animal (2024) | Annex IV (few findings) | Reg. (EU) No 310/2011; Applicable from: 21.10.2011 | Fenthion (fenthion and its oxigen analogue, their sulfoxides and sulfone expressed as parent) (F) | 1A | Relevant for animal fat and liver | MRM | MRM | Yes | Yes | [40 empty] | AO-M06; AO-M12; AO-M26; AO-M27; AO-M32; AO-M35 | Method Development; Method Validation
| Animal | 725 | Fenthion | Fenthion (Sum) | WD - Animal (2024) | Annex IV (few findings) | Reg. (EU) No 310/2011; Applicable from: 21.10.2011 | Fenthion (fenthion and its oxigen analogue, their sulfoxides and sulfone expressed as parent) (F) | 1A | Relevant for animal fat and liver |  | MRM | [42 empty] | AO-M06; AO-M07; AO-M26 | Method Development
| Plant | 205 | Fenthion | Fenthion | MACP - Plant (2024 ff) |  | Reg. (EU) No 310/2011; Applicable from: 21.10.2011 | Fenthion (fenthion and its oxigen analogue, their sulfoxides and sulfone expressed as parent) (F) | Obligatory | All (see 'Products to be sampled in 2024'-sheet) | MRM | MRM | Yes | Yes | 0.001 | 1 | 98 | 98 | 11 | 908 | 15 | 0.01 | 0.125 | 88.8 | 89 | 8 | 76 | 4 | 0.01 | 0.05 | 77.2 | 80 | 12 | 23 | 1 | 0.005 | 0.025 | 88.5 | 89 | 13 | 30 | 1 | [8 empty] | FV2010-M1; FV2010-M4; FV2012-M7; FV2013-M10; FV2014-M11; FV2014-M12; FV2014-M15; FV2014-M16; FV2015-M17; FV2015-M18; FV2015-M19; FV2017-CEN; FV2017-M22; FV2018-M24; FV2018-M25; FV2018-M27; FV2018-M28; FV2019-M29; FV2019-M30; FV2019-M31; FV2019-M32; FV2019-M34; FV 2020-M35; FV 2020-M39; FV 2020-M42; FV 2021-M43 | Method Development, Method Validation, Analytical observation, HRAMS Database | CF-6; CF-15; CF-21; CF-22; CF-26; CF-27; CF-28; CF-31A; CF-33; CF-35; CF-36; CF-(S1-S9) | Method Validation; Method Validation; Method Validation; Method Validation; Method Validation; Method Validation; Method Validation; Method Validation; Method Validation; Method Validation; Method Validation; Screening Report
| Animal | 721 | Fenthion | Fenthion-Oxon | WD - Animal (2024) | Annex IV (few findings) | Reg. (EU) No 310/2011; Applicable from: 21.10.2011 | Fenthion (fenthion and its oxigen analogue, their sulfoxides and sulfone expressed as parent) (F) | 1A | Relevant for animal fat and liver | MRM | MRM | Difficult | Yes | [40 empty] | AO-M06; AO-M27; AO-M32; AO-M35 | Method Development; Method Validation
| Plant | 725 | Fenthion | Fenthion (sum) | MACP - Plant (2024 ff) |  | Reg. (EU) No 310/2011; Applicable from: 21.10.2011 | Fenthion (fenthion and its oxigen analogue, their sulfoxides and sulfone expressed as parent) (F) | Obligatory | All (see 'Products to be sampled in 2024'-sheet) |  | MRM | [38 empty] | FV2010-M1; FV2010-M4; FV2012-M7; FV2014-M12; FV2014-M15; FV2014-M16; FV2015-M18; FV2015-M19; FV2017-CEN; FV2019-M29; FV2019-M30; FV2019-M31; FV2019-M32; FV2019-M34 | Method Development, Method Validation, HRAMS Database
| Animal | 728 | Fenthion | Fenthion-Oxonsulfone | WD - Animal (2024) | Annex IV (few findings) | Reg. (EU) No 310/2011; Applicable from: 21.10.2011 | Fenthion (fenthion and its oxigen analogue, their sulfoxides and sulfone expressed as parent) (F) | 1A | Relevant for animal fat and liver | MRM | MRM | Difficult | Yes | [40 empty] | AO-M06; AO-M27; AO-M32; AO-M35 | Method Development; Method Validation
| Plant | 721 | Fenthion | Fenthion-Oxon | MACP - Plant (2024 ff) |  | Reg. (EU) No 310/2011; Applicable from: 21.10.2011 | Fenthion (fenthion and its oxigen analogue, their sulfoxides and sulfone expressed as parent) (F) | Obligatory | All (see 'Products to be sampled in 2024'-sheet) | MRM | MRM | Difficult | Yes | 0.001 | 0.4 | 100.4 | 100 | 8 | 142 | 3 | 0.01 | 0.1 | 92.8 | 94 | 7 | 19 | 1 | 0.05 | 0.05 | 111 | 111 |  | 1 | 1 | [17 empty] | CF-15; CF-21; CF-31A; CF-32; CF-35; CF-(S1-S9) | Method Validation; Method Validation; Method Validation; Method Validation; Method Validation; Screening Report
| Animal | 722 | Fenthion | Fenthion-Oxonsulfoxide | WD - Animal (2024) | Annex IV (few findings) | Reg. (EU) No 310/2011; Applicable from: 21.10.2011 | Fenthion (fenthion and its oxigen analogue, their sulfoxides and sulfone expressed as parent) (F) | 1A | Relevant for animal fat and liver | MRM | MRM | No | Yes | [40 empty] | AO-M06; AO-M27; AO-M32; AO-M35 | Method Development; Method Validation
| Plant | 728 | Fenthion | Fenthion-Oxonsulfone | MACP - Plant (2024 ff) |  | Reg. (EU) No 310/2011; Applicable from: 21.10.2011 | Fenthion (fenthion and its oxigen analogue, their sulfoxides and sulfone expressed as parent) (F) | Obligatory | All (see 'Products to be sampled in 2024'-sheet) | MRM | MRM | Difficult | Yes | 0.001 | 0.4 | 99.5 | 98 | 7 | 125 | 3 | 0.01 | 0.1 | 92.2 | 92 | 9 | 29 | 1 | 0.05 | 0.05 | 87 | 87 |  | 1 | 1 | [15 empty] | FV2010-M4; FV2012-M7; FV2014-M15; FV2014-M16; FV2017-CEN; FV 2020-M39 | Method Development, HRAMS Database, Method validation | CF-15; CF-21; CF-22; CF-28; CF-31A; CF-33 | Method Validation; Method Validation; Method Validation; Method Validation; Method Validation; Method Validation
| Animal | 641 | Fenthion | Fenthion-Sulfone | WD - Animal (2024) | Annex IV (few findings) | Reg. (EU) No 310/2011; Applicable from: 21.10.2011 | Fenthion (fenthion and its oxigen analogue, their sulfoxides and sulfone expressed as parent) (F) | 1A | Relevant for animal fat and liver | MRM | MRM | Difficult | Yes | [40 empty] | AO-M06; AO-M27; AO-M32; AO-M35 | Method Development; Method Validation
| Plant | 722 | Fenthion | Fenthion-Oxonsulfoxide | MACP - Plant (2024 ff) |  | Reg. (EU) No 310/2011; Applicable from: 21.10.2011 | Fenthion (fenthion and its oxigen analogue, their sulfoxides and sulfone expressed as parent) (F) | Obligatory | All (see 'Products to be sampled in 2024'-sheet) | MRM | MRM | No | Yes | 0.001 | 0.4 | 97.3 | 95 | 9 | 148 | 3 | 0.01 | 0.1 | 94.9 | 96 | 7 | 18 | 1 | 0.05 | 0.05 | 98 | 98 |  | 1 | 1 | [15 empty] | FV2010-M4; FV2014-M15; FV2014-M16; FV2017-CEN; FV2018-M24; | Method Development, HRAMS Database | CF-15; CF-21; CF-22; CF-26; CF-28; CF-31A; CF-33 | Method Validation; Method Validation; Method Validation; Method Validation; Method Validation; Method Validation; Method Validation
| Animal | 206 | Fenthion | Fenthion-Sulfoxide | WD - Animal (2024) | Annex IV (few findings) | Reg. (EU) No 310/2011; Applicable from: 21.10.2011 | Fenthion (fenthion and its oxigen analogue, their sulfoxides and sulfone expressed as parent) (F) | 1A | Relevant for animal fat and liver | MRM | MRM | Difficult | Yes | [40 empty] | AO-M06; AO-M27; AO-M32; AO-M35 | Method Development; Method Validation
| Plant | 641 | Fenthion | Fenthion-Sulfone | MACP - Plant (2024 ff) |  | Reg. (EU) No 310/2011; Applicable from: 21.10.2011 | Fenthion (fenthion and its oxigen analogue, their sulfoxides and sulfone expressed as parent) (F) | Obligatory | All (see 'Products to be sampled in 2024'-sheet) | MRM | MRM | Difficult | Yes | 0.004 | 0.4 | 98 | 97 | 11 | 786 | 12 | 0.01 | 0.125 | 95.1 | 95 | 10 | 108 | 8 | 0.01 | 0.05 | 84.3 | 85 | 10 | 26 | 1 | 0.01 | 0.1 | 89.5 | 92 | 8 | 32 | 1 | [8 empty] | FV2010-M4; FV2012-M7; FV2014-M15; FV2014-M16; FV2017-CEN; FV2019-M32; FV 2020-M42; FV 2020-M38; FV 2020-M39 | Method Development, HRAMS Database, Analytical observation, Method validation | CF-6; CF-15; CF-21; CF-22; CF-26; CF-28; CF-31A; CF-33; CF-35; CF-(S1-S9) | Method Validation; Method Validation; Method Validation; Method Validation; Method Validation; Method Validation; Method Validation; Method Validation; Method Validation; Method Validation; Screening Report
| Plant | 206 | Fenthion | Fenthion-Sulfoxide | MACP - Plant (2024 ff) |  | Reg. (EU) No 310/2011; Applicable from: 21.10.2011 | Fenthion (fenthion and its oxigen analogue, their sulfoxides and sulfone expressed as parent) (F) | Obligatory | All (see 'Products to be sampled in 2024'-sheet) | MRM | MRM | Difficult | Yes | 0.001 | 0.4 | 96.7 | 96 | 11 | 539 | 7 | 0.01 | 0.125 | 93.7 | 93 | 8 | 41 | 2 | 0.01 | 0.05 | 91.2 | 92 | 11 | 26 | 1 | 0.02 | 0.1 | 94.8 | 94 | 9 | 32 | 1 | [8 empty] | FV2010-M4; FV2012-M7; FV2014-M15; FV2014-M16; FV2015-M18; FV2015-M19; FV2017-CEN; FV2019-M29; FV2019-M30; FV2019-M31; FV2019-M32; FV2019-M34; FV 2020-M38; FV 2020-M39; FV 2020-M42 | Method Development, Method Validation, HRAMS Database, Analytical observation | CF-6; CF-15; CF-21; CF-26; CF-28; CF-31A; CF-33; CF-35; CF-(S1-S9) | Method Validation; Method Validation; Method Validation; Method Validation; Method Validation; Method Validation; Method Validation; Method Validation; Method Validation; Screening Report
| Animal | 1468 | Fenvalerate | Chlorophenyl isovaleric acid (CPIA) | MACP - Animal (2024 ff) |  | Regulation (EU) 2015/399; Applicable from: 03/04/2015 | (R) Esfenvalerate - codes 1011030, 1011040, 1012030, 1012040, 1013030, 1013040, 1014030, 1014040, 1015030, 1015040, 1016030, 1016040, 1017030 and 1017040: sum of fenvalerate (any ratio of constituent isomers including esfenvalerate) and CPIA (chlorophenyl isovaleric acid), expressed as fenvalerate | Obligatory | All (see 'Products to be sampled in 2024'-sheet) | MRM/SRM | MRM/SRM | Yes | Yes | [40 empty] | AO-M27 | Method validation |  |  | da sollten wir was machen
| Animal | 2000 | Fenvalerate | Fenvalerate (sum) | MACP - Animal (2024 ff) |  | Regulation (EU) 2015/399; Applicable from: 03/04/2015 | (R) Esfenvalerate - codes 1011030, 1011040, 1012030, 1012040, 1013030, 1013040, 1014030, 1014040, 1015030, 1015040, 1016030, 1016040, 1017030 and 1017040: sum of fenvalerate (any ratio of constituent isomers including esfenvalerate) and CPIA (chlorophenyl isovaleric acid), expressed as fenvalerate | Obligatory | All (see 'Products to be sampled in 2024'-sheet) |  | MRM/SRM | Yes | Difficult
| Animal | 745 | Fenvalerate | Fenvalerate/Esfenvalerate (RR/SS) | MACP - Animal (2024 ff) |  | Regulation (EU) 2015/399; Applicable from: 03/04/2015 | (R) Esfenvalerate - codes 1011030, 1011040, 1012030, 1012040, 1013030, 1013040, 1014030, 1014040, 1015030, 1015040, 1016030, 1016040, 1017030 and 1017040: sum of fenvalerate (any ratio of constituent isomers including esfenvalerate) and CPIA (chlorophenyl isovaleric acid), expressed as fenvalerate | Obligatory | All (see 'Products to be sampled in 2024'-sheet) | MRM | MRM/SRM | Yes | Difficult | [40 empty] | AO-M7; AO-M11; AO-M13; AO-M14; AO-M15; AO-M33; AO-M34; AO-M36 | Method Development; Method validation
| Animal | 208 | Fenvalerate | Fenvalerate/Esfenvalerate (RR/SS/RS/SR) | MACP - Animal (2024 ff) |  | Regulation (EU) 2015/399; Applicable from: 03/04/2015 | (R) Esfenvalerate - codes 1011030, 1011040, 1012030, 1012040, 1013030, 1013040, 1014030, 1014040, 1015030, 1015040, 1016030, 1016040, 1017030 and 1017040: sum of fenvalerate (any ratio of constituent isomers including esfenvalerate) and CPIA (chlorophenyl isovaleric acid), expressed as fenvalerate | Obligatory | All (see 'Products to be sampled in 2024'-sheet) | MRM | MRM/SRM | Yes | Difficult | [40 empty] | AO-M7; AO-M11; AO-M13; AO-M14; AO-M15; AO-M12; AO-M25 | Method Development; Method Validation
| Plant | 745 | Fenvalerate | Fenvalerate/Esfenvalerate (RR/SS) | MACP - Plant (2024 ff) |  | Regulation (EU) 2015/399; Applicable from: 03.04.2015 | Fenvalerate (any ratio of constituent isomers (RR, SS, RS & SR) including esfenvalerate) (F) (R) | Obligatory | All (see 'Products to be sampled in 2024'-sheet) | MRM | MRM | Yes | Difficult | 0.01 | 0.1 | 96.5 | 97 | 9 | 89 | 3 | [29 empty] | FV2010-M1; FV2010-M4; FV2013-M8; FV2014-M11; FV2014-M12; FV2015-M17; FV2017-M22; FV2018-M25; FV2018-M28; FV2019-M29; FV2019-M34; FV 2020-M35; FV 2020-M37; FV 2021-M43 | Method Development, Method Validation, HRAMS Database, Analytical Observation
| Animal | 746 | Fenvalerate | Fenvalerate/Esfenvalerate (RS/SR) | MACP - Animal (2024 ff) |  | Regulation (EU) 2015/399; Applicable from: 03/04/2015 | (R) Esfenvalerate - codes 1011030, 1011040, 1012030, 1012040, 1013030, 1013040, 1014030, 1014040, 1015030, 1015040, 1016030, 1016040, 1017030 and 1017040: sum of fenvalerate (any ratio of constituent isomers including esfenvalerate) and CPIA (chlorophenyl isovaleric acid), expressed as fenvalerate | Obligatory | All (see 'Products to be sampled in 2024'-sheet) | MRM | MRM/SRM | Yes | Difficult | [40 empty] | AO-M02; AO-M7; AO-M11; AO-M13; AO-M14; AO-M15 | Method Development
| Plant | 208 | Fenvalerate | Fenvalerate/Esfenvalerate (RR/SS/RS/SR) | MACP - Plant (2024 ff) |  | Regulation (EU) 2015/399; Applicable from: 03.04.2015 | Fenvalerate (any ratio of constituent isomers (RR, SS, RS & SR) including esfenvalerate) (F) (R) | Obligatory | All (see 'Products to be sampled in 2024'-sheet) | MRM | MRM | Yes | Difficult | 0.01 | 1 | 102 | 101 | 12 | 971 | 13 | 0.05 | 0.25 | 90 | 84 | 27 | 3 | 2 | 0.05 | 0.05 | 94 | 97 | 14 | 5 | 1 | [15 empty] | FV2010-M1; FV2010-M4; FV2013-M8; FV2014-M11; FV2014-M12; FV2015-M17; FV2017-M22; FV2018-M25; FV2018-M28; FV2019-M29; FV2019-M34; FV 2020-M35; FV 2020-M37; FV 2021-M43 | Method Development, Method Validation, HRAMS Database, Analytical Observation | CF-12; CF-14; CF-22; CF-27; CF-28; CF-31A; CF-35; CF-36 | Method Validation; Method Validation; Method Validation; Method Validation; Method Validation; Method Validation; Method Validation; Method Validation
| Plant | 746 | Fenvalerate | Fenvalerate/Esfenvalerate (RS/SR) | MACP - Plant (2024 ff) |  | Regulation (EU) 2015/399; Applicable from: 03.04.2015 | Fenvalerate (any ratio of constituent isomers (RR, SS, RS & SR) including esfenvalerate) (F) (R) | Obligatory | All (see 'Products to be sampled in 2024'-sheet) | MRM | MRM | Yes | Difficult | 0.01 | 0.1 | 93 | 92 | 7 | 74 | 2 | [7 empty] | 0.01 | 0.01 | 78 | 78 |  | 1 | 1 | [15 empty] | FV2010-M1; FV2010-M4; FV2013-M8; FV2014-M11; FV2014-M12; FV2015-M17; FV2017-M22; FV2018-M25; FV2018-M28; FV2019-M29; FV2019-M34; FV 2020-M35; FV 2020-M37; FV 2021-M43 | Method Development, Method Validation, HRAMS Database, Analytical observation | CF-11 | Method Validation
| Animal | 596 | Fipronil | Fipronil | MACP - Animal (2024 ff) |  | Reg. (EU) 2019/1792 Applicable from: 18/05/2020 | Fipronil (sum fipronil + sulfone metabolite (MB46136) expressed as fipronil) (F) | Obligatory | All (see 'Products to be sampled in 2024'-sheet) | MRM | MRM | Yes | Yes | [40 empty] | AO-M10; AO-M12; AO-M27; AO-M28 | Method Development; Method Validation
| Animal | 762 | Fipronil | Fipronil (sum) | MACP - Animal (2024 ff) |  | Reg. (EU) 2019/1792 Applicable from: 18/05/2020 | Fipronil (sum fipronil + sulfone metabolite (MB46136) expressed as fipronil) (F) | Obligatory | All (see 'Products to be sampled in 2024'-sheet) |  | MRM | Yes | Yes | [40 empty] | AO-M10; AO-M27; AO-M28 | Method Development; Method Validation
| Plant | 596 | Fipronil | Fipronil | MACP - Plant (2024 ff) |  | Reg. (EU) 2019/1792 Applicable from: 18/05/2020 | Fipronil (sum fipronil + sulfone metabolite (MB46136) expressed as fipronil) (F) | Obligatory | All (see 'Products to be sampled in 2024'-sheet) | MRM | MRM | Yes | Yes | 0.002 | 0.24 | 104.4 | 106 | 14 | 940 | 8 | 0.01 | 0.125 | 99.6 | 99 | 8 | 70 | 5 | 0.01 | 0.05 | 94 | 87 | 13 | 6 | 1 | [15 empty] | FV2010-M1; FV2014-M12; FV2014-M16; FV2015-M17; FV2015-M18; FV2017-CEN; FV2017-M22; FV2018-M24; FV2018-M25; FV2018-M27; FV2019-M29; FV2019-M30; FV2019-M31; FV2019-M32; FV2019-M34; FV 2020-M35; FV 2020-M37; FV 2020-M38; FV 2020-M39; FV 2020-M42; FV 2021-M43 | Method Development, Method Validation, Analytical observation, HRAMS Database, Analytical Observation | CF-6; CF-11; CF-12; CF-14; CF-22; CF-27; CF-28; CF-31A; CF-33; CF-35; CF-36; CF-(S1-S9) | Method Validation; Method Validation; Method Validation; Method Validation; Method Validation; Method Validation; Method Validation; Method Validation; Method Validation; Method Validation; Method Validation; Screening Report
| Animal | 760 | Fipronil | Fipronil-Sulfone | MACP - Animal (2024 ff) |  | Reg. (EU) 2019/1792 Applicable from: 18/05/2020 | Fipronil (sum fipronil + sulfone metabolite (MB46136) expressed as fipronil) (F) | Obligatory | All (see 'Products to be sampled in 2024'-sheet) | MRM | MRM | Yes | Yes | [40 empty] | AO-M10; AO-M27; AO-M28 | Method Development; Method Validation
| Plant | 762 | Fipronil | Fipronil (sum) | MACP - Plant (2024 ff) |  | Reg. (EU) 2019/1792 Applicable from: 18/05/2020 | Fipronil (sum fipronil + sulfone metabolite (MB46136) expressed as fipronil) (F) | Obligatory | All (see 'Products to be sampled in 2024'-sheet) |  | MRM | Yes | Yes | [36 empty] | See single components |  | See single components
| Plant | 760 | Fipronil | Fipronil-Sulfone | MACP - Plant (2024 ff) |  | Reg. (EU) 2019/1792 Applicable from: 18/05/2020 | Fipronil (sum fipronil + sulfone metabolite (MB46136) expressed as fipronil) (F) | Obligatory | All (see 'Products to be sampled in 2024'-sheet) | MRM | MRM | Yes | Yes | 0.002 | 15 | 106 | 107 | 12 | 865 | 5 | 0.01 | 0.375 | 98.9 | 100 | 13 | 37 | 2 | 0.05 | 0.05 | 104.5 | 105 | 18 | 2 | 1 | [15 empty] | FV2017-CEN; FV2017-M22; FV2018-M25; FV2019-M29; FV2019-M31; FV2019-M34; FV 2020-M35; FV 2020-M39 | Method Development, Method Validation, HRAMS Database | CF-6; CF-29; CF-31A | Method Validation; Method Validation; Method Validation
| Plant | 632 | Flonicamid | Flonicamid | MACP - Plant (2024 ff) |  | Reg. (EU) 2022/85 Applicable from 10/02/2022 | Flonicamid: sum of flonicamid, TFNA and TFNG expressed as flonicamid (R) | Obligatory | All (see 'Products to be sampled in 2024'-sheet) | MRM | MRM/SRM | Yes | Yes | 0.002 | 0.24 | 99 | 99 | 12 | 527 | 7 | 0.01 | 0.125 | 96 | 95 | 11 | 97 | 5 | 0.05 | 0.05 | 98 | 98 | 5 | 3 | 1 | [15 empty] | FV2012-M7; FV2014-M11; FV2014-M16; FV2015-M18; FV2015-M19; FV2017-CEN; FV2017-M22; FV2018-M24; FV2018-M25; FV2019-M29; FV2019-M30; FV2019-M31; FV2019-M32; FV2019-M34; FV 2020-M37; FV 2020-M39; FV 2020-M42 | Method Development, Method Validation, HRAMS Database, Analytical observation | CF-8; CF-28; CF-(S1-S9) | Method Validation; Method Validation; Screening Report |  |  | SRM-17 | Anal. Observ. Report; Method Validation
| Plant | 1243 | Flonicamid | Flonicamid (sum) | MACP - Plant (2024 ff) |  | Reg. (EU) 2022/85 Applicable from 10/02/2022 | Flonicamid: sum of flonicamid, TFNA and TFNG expressed as flonicamid (R) | Obligatory | All (see 'Products to be sampled in 2024'-sheet) |  | MRM/SRM | [44 empty] | SRM-17 | Method Validation
| Plant | 1167 | Flonicamid | TFNA | MACP - Plant (2024 ff) |  | Reg. (EU) 2022/85 Applicable from 10/02/2022 | Flonicamid: sum of flonicamid, TFNA and TFNG expressed as flonicamid (R) | Obligatory | All (see 'Products to be sampled in 2024'-sheet) | MRM/SRM | MRM/SRM | No | Yes | 0.005 | 0.2 | 90 | 87 | 25 | 209 | 2 | 0.01 | 0.125 | 91.1 | 78 | 25 | 23 | 2 | [22 empty] | FV2018-M24; FV2019-M32 | Method Development, HRAMS Database |  |  |  |  | SRM-02; SRM-17 | Anal. Observ. Report; Method Validation
| Plant | 1166 | Flonicamid | TFNG | MACP - Plant (2024 ff) |  | Reg. (EU) 2022/85 Applicable from 10/02/2022 | Flonicamid: sum of flonicamid, TFNA and TFNG expressed as flonicamid (R) | Obligatory | All (see 'Products to be sampled in 2024'-sheet) | MRM | MRM/SRM | No | Yes | 0.01 | 0.2 | 100.4 | 99 | 14 | 212 | 2 | 0.01 | 0.125 | 106.1 | 105 | 30 | 22 | 2 | [22 empty] | FV2018-M24; FV2019-M32 | Method Development, HRAMS Database |  |  |  |  | SRM-02; SRM-17 | Anal. Observ. Report; Method Validation
| Plant | 1829 | Florpyrauxyfen benzyl | Florpyrauxyfen benzyl | WD - Plant (2024) | Annex II (Support requested from EURLs) | Reg. (EU) 2019/1791 Applicable from: 18/11/2019 | Florpyrauxifen-benzyl | 1B |  | MRM | MRM | Yes | Yes | [38 empty] | CF-32 | Method Validation
| Animal | 211 | Fluazifop | Fluazifop (incl. Fluazifop-P) | WD - Animal (2024) | Annex II (Support requested from EURLs) | Reg. (EU) 2022/1324 Applicable from 18/08/2022 | Fluazifop-P (sum of all the constituent isomers of fluazifop, its esters and its conjugates, expressed as fluazifop) | 2A | Based on feeding studies relevant for animal fat, liver, kidney, eggs, cows’ milk and butter. Reprted findings in honey. | MRM/SRM | SRM | No | Yes | 0.002 | 0.5 | 99 | 95 | 19 | 1222 | 10 | 0.01 | 0.125 | 96.3 | 96 | 9 | 31 | 3 | [26 empty] | AO-M27 | Method validatoin | SRM-43 | Anal. Observ. Report
| Animal | 1679 | Fluazifop | Fluazifop incl. Fluazifop-P (sum; following hydrolysis) | WD - Animal (2024) | Annex II (Support requested from EURLs) | Reg. (EU) 2022/1324 Applicable from 18/08/2022 | Fluazifop-P (sum of all the constituent isomers of fluazifop, its esters and its conjugates, expressed as fluazifop) | 2A | Based on feeding studies relevant for animal fat, liver, kidney, eggs, cows’ milk and butter. Reprted findings in honey. |  | SRM | No | Yes | [42 empty] | SRM-43 | Anal. Observ. Report
| Honey | 211 | Fluazifop | Fluazifop (incl. Fluazifop-P) | WD - Honey (2024) | Annex II (Support requested from EURLs) | Reg. (EU) 2018/1514 Applicable from: 01/11/2018 | Fluazifop-P (sum of all the constituent isomers of fluazifop, its esters and its conjugates, expressed as fluazifop) |  | Honey | MRM/SRM | SRM | No | Yes | [36 empty] | M45 M46 M48 M49 M51 | Anal. Observ. Report Method validation Anal. Observ. Report Method validation Anal. Observ. Report |  |  | AO-M27 AO-M28 | Method validatoin
| Honey | 1679 | Fluazifop | Fluazifop incl. Fluazifop-P (sum; following hydrolysis) | WD - Honey (2024) | Annex II (Support requested from EURLs) | Reg. (EU) 2018/1514 Applicable from: 01/11/2018 | Fluazifop-P (sum of all the constituent isomers of fluazifop, its esters and its conjugates, expressed as fluazifop) |  | Honey |  | SRM | No | Yes | [42 empty] | SRM-43 | Anal. Observ. Report
| Plant | 211 | Fluazifop | Fluazifop (incl. Fluazifop-P) | MACP - Plant (2024 ff) |  | Reg. (EU) 2022/1324 Applicable from 18/08/2022 | Fluazifop-P (sum of all the constituent isomers of fluazifop, its esters and its conjugates, expressed as fluazifop) | Obligatory (certain commodities) | It shall only be analysed in and on aubergines, broccoli, sweet peppers/bell peppers and wheat in 2024; in and on strawberries, head cabbages, lettuces, spinaches and tomatoes in 2025; in and on cauliflowers, dried beans, potatoes and carrots in 2026. | MRM/SRM | SRM | No | Yes | 0.002 | 0.5 | 99 | 95 | 19 | 1222 | 10 | 0.01 | 0.125 | 96.3 | 96 | 9 | 31 | 3 | [22 empty] | FV2014-M11; FV2014-M16; FV2015-M18; FV2015-M19; FV2018-M24; FV2019-M29; FV2019-M30; FV2019-M31; FV2019-M32; FV2019-M34; FV 2020-M38; FV 2020-M39; FV 2020-M42 | Method Development, Method Validation, HRAMS Database, Analytical observation | CF-22; CF-28; CF-31A | Method Validation; Method Validation; Method Validation |  |  | SRM-43 | Anal. Observ. Report
| Plant | 1679 | Fluazifop | Fluazifop incl. Fluazifop-P (sum; following hydrolysis) | MACP - Plant (2024 ff) |  | Reg. (EU) 2022/1324 Applicable from 18/08/2022 | Fluazifop-P (sum of all the constituent isomers of fluazifop, its esters and its conjugates, expressed as fluazifop) | Obligatory (certain commodities) | It shall only be analysed in and on aubergines, broccoli, sweet peppers/bell peppers and wheat in 2024; in and on strawberries, head cabbages, lettuces, spinaches and tomatoes in 2025; in and on cauliflowers, dried beans, potatoes and carrots in 2026. |  | SRM | No | Yes | [42 empty] | SRM-43 | Anal. Observ. Report
| Plant | 213 | Fluazinam | Fluazinam | WD - Plant (2024) |  | Reg. (EU) 2018/70; Applicable from: 06/02/2018 | Fluazinam (F) | 1A | Mainly found in apples, pears, sweet pepper, cultivated mushrooms, potatoes, tomatoes. | MRM | MRM | Yes | Yes | [38 empty] | CF-13 CF-28 | Method validation Method validation
| Plant | 897 | Flubendiamide | Flubendiamide | MACP - Plant (2024 ff) |  | Reg.(EU) 2021/1864 Applicable from 14/05/2022 | Flubendiamide (F) | Obligatory | All (see 'Products to be sampled in 2024'-sheet) | MRM | No Data | Yes | Yes | 0.005 | 0.1 | 115 | 115 | 18 | 76 | 3 | 0.1 | 0.1 | 91.8 | 94 | 10 | 10 | 1 | [22 empty] | FV2014-M16; FV2017-CEN; FV2015-M18; FV2018-M24; FV2019-M29; FV2019-M34; FV 2020-M42; FV 2020-M37; FV 2020-M39 | Method Development, Method Validation, HRAMS Database, Analytical observation | CF-23B; CF-28 | Method Validation; Method Validation
| Plant | 216 | Fludioxonil | Fludioxonil | MACP - Plant (2024 ff) |  | Reg. (EU) 2022/1264 Applicable from 10/08/2022 | Fludioxonil (F) (R) | Obligatory | All (see 'Products to be sampled in 2024'-sheet) | MRM | MRM | Yes | Yes | 0.002 | 1 | 100 | 100 | 11 | 3036 | 16 | 0.01 | 0.375 | 91.5 | 93 | 9 | 68 | 3 | 0.01 | 0.05 | 100.5 | 102 | 11 | 17 | 1 | [15 empty] | FV2010-M1; FV2010-M4; FV2013-M8; FV2014-M11; FV2014-M12; FV2014-M16; FV2015-M17; FV2015-M18; FV2017-CEN; FV2017-M22; FV2018-M24; FV2018-M25; FV2019-M29; FV2019-M30; FV2019-M31; FV2019-M34; FV 2020-M35; FV 2020-M37; FV 2020-M38; FV 2020-M39; FV 2020-M42; FV 2021-M43 | Method Development, Method Validation, HRAMS Database, Analytical Observation | CF-12; CF-22; CF-27; CF-28; CF-31A; CF-33; CF-35; CF-36; CF-(S1-S9) | Method Validation; Method Validation; Method Validation; Method Validation; Method Validation; Method Validation; Method Validation; Method Validation; Screening Report
| Plant | 1596 | Fluensulfone | Fluensulfone | WD - Plant (2024) | Annex II (Support requested from EURLs) | - | _No specific RD established so far |  | Relevant commodities: fruiting vegetables | MRM | MRM | Yes | Yes | [36 empty] | FV2019-M32; FV2019-M34; FV 2020-M35; FV 2020-M42; FV 2021-M43 | Method Development, Analytical Observation | CF-23B; CF-28 | Method Validation; Method Validation
| Plant | 217 | Flufenacet | Flufenacet | WD - Interest for Cumulative Risk Assessment | Annex III (cummulative) | Reg. (EU) No 1127/2014; Applicable from: 13.05.2015 | Flufenacet (sum of all compounds containing the N fluorophenyl-N-isopropyl moiety expressed as flufenacet equivalent) |  | especially relevant for beans with pods, grapes, potatoes, rye, oats, strawberries, leek, lettuce, wheat, cucumber and rice, celeriac, chives, currants, dill, fennel, raspberries, parsley and strawberries | MRM | SRM | Yes | Yes | 0.001 | 0.2 | 99.9 | 100 | 10 | 618 | 7 | 0.01 | 0.125 | 93.8 | 95 | 8 | 25 | 2 | 0.05 | 0.05 | 94 | 94 |  | 1 | 1 | [15 empty] | FV2012-M6; FV2012-M7; FV2015-M18; FV2017-M22; FV2018-M24; FV2018-M25; FV2018-M26; FV2019-M30; FV2019-M32; FV2019-M33; FV2019-M34; FV 2020-M38; FV 2020-M39; FV 2020-M42 | Method Development, Method Validation, HRAMS Database, Analytical observation | CF-3; CF-4; CF-28; CF-(S1-S9) | Method Validation; Method Validation; Method Validation; Screening Report
| Plant | 1680 | Flufenacet | Flufenacet (sum; following hydrolysis) | WD - Interest for Cumulative Risk Assessment | Annex III (cummulative) | Reg. (EU) No 1127/2014; Applicable from: 13.05.2015 | Flufenacet (sum of all compounds containing the N fluorophenyl-N-isopropyl moiety expressed as flufenacet equivalent) |  | especially relevant for beans with pods, grapes, potatoes, rye, oats, strawberries, leek, lettuce, wheat, cucumber and rice, celeriac, chives, currants, dill, fennel, raspberries, parsley and strawberries |  | SRM | Yes | Yes
| Plant | 218 | Flufenoxuron | Flufenoxuron | MACP - Plant (2024 ff) |  | Reg. (EU) 2020/1633; Applicable from: 25/05/2021 | Flufenoxuron (F) | Obligatory | All (see 'Products to be sampled in 2024'-sheet) | MRM | MRM | No | Yes | 0.002 | 0.24 | 98.2 | 99 | 13 | 1212 | 9 | 0.01 | 0.125 | 94 | 93 | 8 | 68 | 3 | [22 empty] | FV2010-M1; FV2010-M4; FV2012-M7; FV2014-M11; FV2014-M12; FV2014-M16; FV2015-M18; FV2015-M19; FV2017-CEN; FV2018-M24; FV2018-M28; FV2019-M29; FV2019-M30; FV2019-M31; FV2019-M32; FV2019-M34; FV 2020-M37; FV 2020-M38; FV 2020-M39; FV 2020-M42 | Method Development, Method Validation, HRAMS Database, Analytical observation | CF-6; CF-15; CF-27; CF-28; CF-31A; CF-33; CF-35; CF-36; CF-(S1-S9) | Method Validation; Method Validation; Method Validation; Method Validation; Method Validation; Method Validation; Method Validation; Method Validation; Screening Report
| Plant | 817 | Fluopicolide | Fluopicolide | MACP - Plant (2024 ff) |  | Reg.(EU) No 616/2021; Applicable from: 06/11/2021 | Fluopicolide | Obligatory | All (see 'Products to be sampled in 2024'-sheet) | MRM | MRM | Yes | Yes | 0.002 | 0.2 | 100 | 100 | 10 | 569 | 10 | 0.01 | 0.125 | 95.3 | 95 | 9 | 59 | 5 | 0.05 | 0.05 | 95 | 97 | 7 | 5 | 1 | [15 empty] | FV2012-M6; FV2014-M12; FV2018-M26; FV2019-M29; FV2019-M31; FV2019-M32; FV2019-M34; FV 2020-M35; FV 2020-M37; FV 2020-M38; FV 2020-M39; FV 2020-M42; FV 2021-M43 | Method Development, Method Validation, Analytical Observation | CF 13; CF 28 | Method Validation; Method Validation
Added 10/23 | Animal | 1123 | Fluopyram | Fluopyram | WD - Animal (2024) | Annex II (Support requested from EURLs) | Reg. (EU) 2021/1807; Applicable from: 03/11/2021 | Fluopyram (R) (R) Fluopyram - code 1000000 except 1040000: sum of fluopyram and fluopyram-benzamide (M25) expressed as fluopyram | 1A | Relevant for honey, bovine liver. | MRM | MRM | Yes | Yes | [40 empty] | AO-M27; AO-M28 | Method validatoin
Added 10/23 | Animal | 1772 | Fluopyram | Fluopyram (sum) | WD - Animal (2024) | Annex II (Support requested from EURLs) | Reg. (EU) 2021/1807; Applicable from: 03/11/2021 | Fluopyram (R) (R) Fluopyram - code 1000000 except 1040000: sum of fluopyram and fluopyram-benzamide (M25) expressed as fluopyram | 1A | Relevant for honey, bovine liver. |  | MRM
Added 10/23 | Animal | 1595 | Fluopyram | Fluopyram-Benzamide | WD - Animal (2024) | Annex II (Support requested from EURLs) | Reg. (EU) 2021/1807; Applicable from: 03/11/2021 | Fluopyram (R) (R) Fluopyram - code 1000000 except 1040000: sum of fluopyram and fluopyram-benzamide (M25) expressed as fluopyram | 1A | Relevant for honey, bovine liver. | MRM | MRM | No Data | Yes | [41 empty] | to be checked; standard tested; only |  |  | Kommentar im WD bearbeiten: Successfully validated in cucumber, orange juice, sunflower oil and wheat flour at 0.01 ppm and 0.1 ppm
| Plant | 1123 | Fluopyram | Fluopyram | MACP - Plant (2024 ff) |  | Reg. (EU) 2021/1807; Applicable from: 03/11/2021 | Fluopyram (R) | Obligatory | All (see 'Products to be sampled in 2024'-sheet) | MRM | No Data | Yes | Yes | [36 empty] | FV2013-M9; FV2014-M12; FV2014-M16; FV2015-M17; FV2015-M18; FV2015-M19; FV2017-CEN; FV2017-M22; FV2018-M24; FV2018-M25; FV2019-M29; FV2019-M30; FV2019-M31; FV2019-M32; FV2019-M34; FV 2020-M35; FV 2020-M37; FV 2020-M38; FV 2020-M39; FV 2020-M42; FV 2021-M43 | Method Development, Method Validation, HRAMS Database, Analytical Observation | CF-13; CF-18; CF-28 | Method Validation; Method Validation; Method Validation
Added 10/23 | Plant | 1123 | Fluopyram | Fluopyram | WD - Honey (2024) |  | Reg. (EU) 2021/1807; Applicable from: 03/11/2021 | Fluopyram (R) |  | Honey | MRM | No Data | Yes | Yes | 0.002 | 0.8 | 102.2 | 104 | 14 | 343 | 5 | 0.01 | 0.25 | 98.6 | 103 | 18 | 14 | 2 | 0.05 | 0.05 | 103 | 103 | 6 | 2 | 1
Added 10/23 | Plant | 1417 | Flupyradifurone | Flupyradifurone | MACP - Plant (2024 ff) |  | Reg. (EU) 2022/1324 Applicable from 18/08/2022 | Flupyradifurone | Obligatory | All (see 'Products to be sampled in 2024'-sheet) | MRM | MRM | Yes | Yes
Added 10/23 | Plant | 1660 | Flupyradifurone | Difluoroacetic acid (DFA) | WD - Plant (2024) |  | Reg. (EU) 2021/1842 Applicable from 10/11/2021 | Difluoroacetic acid (DFA) | 2A |  | SRM | SRM |  | Yes
| Animal | 221 | Fluquinconazole | Fluquinconazole | WD - Animal (2024) | Annex IV (few findings) | Reg.(EU) 2019/1559 Applicable from: 07/04/2020 | Fluquinconazole (F) | 1A | Relevant for cows’ milk, liver and butter | MRM | MRM | Yes | Yes | [40 empty] | AO-M05; AO-M06; AO-M07; AO-M11; AO-M13; AO-M14; AO-M15; AO-M12; AO-M25; AO-M32; AO-M35 | Method Development; Method Validation
| Plant | 221 | Fluquinconazole | Fluquinconazole | MACP - Plant (2024 ff) |  | Reg.(EU) 2019/1559 Applicable from: 07/04/2020 | Fluquinconazole (F) | Obligatory | All (see 'Products to be sampled in 2024'-sheet) | MRM | MRM | Yes | Yes | 0.002 | 0.25 | 97.9 | 98 | 14 | 510 | 7 | 0.01 | 0.125 | 90.2 | 90 | 11 | 87 | 7 | 0.01 | 0.05 | 84.3 | 86 | 10 | 26 | 1 | [15 empty] | FV2010-M1; FV2010-M4; FV2012-M6; FV2012-M7; FV2014-M11; FV2014-M16; FV2015-M17; FV2015-M18; FV2015-M19; FV2017-CEN; FV2017-M22; FV2018-M24; FV2018-M25; FV2019-M29; FV2019-M30; FV2019-M31; FV2019-M32; FV2019-M34; FV 2020-M35; FV 2020-M37; FV 2020-M38; FV 2020-M39; FV 2020-M42; FV 2021-M43 | Method Development, Method Validation, HRAMS Database, Analytical Observation | CF-3; CF-11; CF-12; CF-14; CF-22; CF-27; CF-28; CF-31A; CF-33; CF-35; CF-36; CF-(S1-S9) | Method Validation; Method Validation; Method Validation; Method Validation; Method Validation; Method Validation; Method Validation; Method Validation; Method Validation; Method Validation; Method Validation; Screening Report
| Animal | 226 | Flusilazole | Flusilazole | WD - Animal (2024) | Annex IV (few findings) | Reg. (EU) No 703/2014; Applicable from: 16.01.2015 | Flusilazole (F) (R) (R) Flusilazole — code 1000000 except 1040000: Sum of flusilazole and its metabolite IN-F7321 ([bis-(4-fluorophenyl)methyl]silanol) expressed as flusilazole\n\rThe residue definition differs for the following combinations pesticide-code number: Flusilazole — code 1000000 except 1040000: Sum of flusilazole and its metabolite IN-F7321 ([bis-(4-fluorophenyl)methyl]silanol) expressed as flusilazole | 1A | Relevant for animal fat, kidney and liver | MRM | MRM | Yes | Yes | [40 empty] | AO-M05; AO-M06; AO-M07; AO-M11; AO-M13; AO-M14; AO-M15; AO-M12; AO-M25; AO-M32; AO-M35 | Method Development; Method Validation
| Animal | 1768 | Flusilazole | Flusilazole (sum) | WD - Animal (2024) | Annex IV (few findings) | Reg. (EU) No 703/2014; Applicable from: 16.01.2015 | Flusilazole (F) (R) (R) Flusilazole — code 1000000 except 1040000: Sum of flusilazole and its metabolite IN-F7321 ([bis-(4-fluorophenyl)methyl]silanol) expressed as flusilazole\n\rThe residue definition differs for the following combinations pesticide-code number: Flusilazole — code 1000000 except 1040000: Sum of flusilazole and its metabolite IN-F7321 ([bis-(4-fluorophenyl)methyl]silanol) expressed as flusilazole | 1A | Relevant for animal fat, kidney and liver |  | MRM | Yes | Yes
| Animal | 1467 | Flusilazole | IN-F7321 [bis-(4-fluorophenyl)methyl]silanol | WD - Animal (2024) | Annex IV (few findings) | Reg. (EU) No 703/2014; Applicable from: 16.01.2015 | Flusilazole (F) (R) (R) Flusilazole — code 1000000 except 1040000: Sum of flusilazole and its metabolite IN-F7321 ([bis-(4-fluorophenyl)methyl]silanol) expressed as flusilazole\n\rThe residue definition differs for the following combinations pesticide-code number: Flusilazole — code 1000000 except 1040000: Sum of flusilazole and its metabolite IN-F7321 ([bis-(4-fluorophenyl)methyl]silanol) expressed as flusilazole | 1A | Relevant for animal fat, kidney and liver | MRM | MRM | Yes | Yes
| Plant | 226 | Flusilazole | Flusilazole | MACP - Plant (2024 ff) |  | Reg. (EU) No 703/2014; Applicable from: 16.01.2015 | Flusilazole (F) (R) | Obligatory | All (see 'Products to be sampled in 2024'-sheet) | MRM | MRM | Yes | Yes | 0.002 | 1.26 | 100 | 100 | 9 | 1626 | 12 | 0.01 | 0.25 | 94.5 | 95 | 8 | 106 | 7 | 0.01 | 0.05 | 78.8 | 84 | 18 | 26 | 1 | 0.03 | 0.15 | 88.9 | 90 | 9 | 32 | 1 | [8 empty] | FV 2020-M35; FV 2020-M37; FV 2020-M38; FV 2020-M39; FV 2020-M42; FV 2021-M43 | Analytical observation, Method development, Method Validation | CF-2; CF-3; CF-5; CF-12; CF-22; CF-26; CF-27; CF-28; CF-31A; CF-33; CF-35; CF-36; CF-(S1-S9) | Method Validation; Method Validation; Method Validation; Method Validation; Method Validation; Method Validation; Method Validation; Method Validation; Method Validation; Method Validation; Method Validation; Method Validation; Screening Report
| Plant | 1380 | Flutianil | Flutianil | WD - Plant (2024) | Annex II (Support requested from EURLs); Annex IV (Few Findings) | Reg (EU) 2023/1069; Applicable from 22/06/2023 | Flutianil | 1B |  | MRM | MRM | Yes | Yes | [38 empty] | CF-32 | Method Validation; Method Validation; Method Validation
| Plant | 229 | Flutriafol | Flutriafol | MACP - Plant (2024 ff) |  | Reg. (EU) 2023/377; Applicable from 14/09/2023 | Flutriafol | Obligatory | All (see 'Products to be sampled in 2024'-sheet) | MRM | MRM | Yes | Yes | 0.002 | 0.24 | 98.1 | 98 | 9 | 944 | 12 | 0.01 | 0.125 | 94.2 | 95 | 9 | 164 | 11 | 0.05 | 0.05 | 90 | 87 | 10 | 5 | 1 | 0.05 | 0.25 | 89.5 | 89 | 9 | 44 | 1 | [8 empty] | FV2010-M1; FV2010-M4; FV2012-M6; FV2012-M7; FV2014-M11; FV2014-M12; FV2014-M15; FV2014-M16; FV2015-M18; FV2015-M19; FV2017-CEN; FV2017-M22; FV2018-M24; FV2018-M25; FV2019-M29; FV2019-M30; FV2019-M32; FV2019-M34; FV 2020-M35; FV 2020-M37; FV 2020-M38; FV 2020-M39; FV 2020-M42; FV 2021-M43 | Method Development, Method Validation, HRAMS Database, Analytical Observation | CF-3; CF-11; CF-12; CF-14; CF-22; CF-27; CF-28; CF-31A; CF-33; CF-35; CF-36; CF-(S1-S9) | Method Validation; Method Validation; Method Validation; Method Validation; Method Validation; Method Validation; Method Validation; Method Validation; Method Validation; Method Validation; Method Validation; Screening Report
| Plant | 1194 | Fluxapyroxad | Fluxapyroxad | MACP - Plant (2024 ff) |  | Reg. (EU) 2022/1324 Applicable from 18/08/2022 | Fluxapyroxad (F) | Obligatory | All (see 'Products to be sampled in 2024'-sheet) | MRM | MRM | Yes | Yes | 0.005 | 0.1 | 104 | 104 | 7 | 128 | 4 | 0.01 | 0.1 | 93 | 93 | 6 | 10 | 1 | 0.05 | 0.05 | 91 | 91 |  | 1 | 1 | [15 empty] | FV2014-M12; FV2018-M26; FV2019-M29; FV2019-M30; FV2019-M31; FV2019-M32; FV2019-M33; FV2019-M34 | Method Development, Method Validation | CF-13; CF-28 | Method Validation; Method Validation
| Plant | 1194 | Fluxapyroxad | Fluxapyroxad | WD - Plant (2024) | Annex IV (few findings) | Reg. (EU) 2022/1324 Applicable from 18/08/2022 | Fluxapyroxad (F) | 1A | Found in apples, pears, cereals, cabbages, grapes, wine, lettuce, peaches, aubergines, tomatoes, sweet peppers, strawberries. | MRM | MRM | Yes | Yes | FV2014-M12, FV2018-M26, FV2019-M29, FV2019-M30, FV2019-M31, FV2019-M32, FV2019-M33, FV2019-M34 | Method Development, Method Validation | CF-13; CF-28 | Method Validation; Method Validation | [32 empty] | FV 2020-M37; FV 2020-M38; FV 2020-M39; FV 2020-M42 | Analytical observation, Method development, Method Validation
| Plant | 232 | Folpet | Folpet | MACP - Plant (2024 ff) |  | Reg. (EU) 2023/1042; Applicable from 19/06/2023 | Folpet (sum of folpet and phtalimide, expressed as folpet) (R) | Obligatory | All (see 'Products to be sampled in 2024'-sheet) | MRM/SRM | MRM/SRM | Difficult | Difficult | 0.002 | 15 | 90.1 | 90 | 15 | 532 | 5 | 0.01 | 0.25 | 98 | 95 | 28 | 11 | 3 | 0.05 | 0.05 | 78 | 80 | 12 | 4 | 1 | 0.02 | 0.1 | 74.7 | 64 | 30 | 46 | 1 | [8 empty] | FV2010-M1; FV2010-M4; FV2012-M7; FV2015-M17; FV2017-M22; FV2018-M25; FV2019-M29; FV2019-M34 | Method Development, Method Validation, HRAMS Database | CF-28 | Method Validation |  |  | SRM-07; SRM 42 | Method Validation;Method Development
| Plant | 1758 | Folpet | Folpet (Sum) | MACP - Plant (2024 ff) |  | Reg. (EU) 2023/1042; Applicable from 19/06/2023 | Folpet (sum of folpet and phtalimide, expressed as folpet) (R) | Obligatory | All (see 'Products to be sampled in 2024'-sheet) |  | MRM/SRM | [44 empty] | SRM-07; SRM-42; SRM-49 | Method Validation;Method Development
| Plant | 1071 | Folpet | Phthalimide | MACP - Plant (2024 ff) |  | Reg. (EU) 2023/1042; Applicable from 19/06/2023 | Folpet (sum of folpet and phtalimide, expressed as folpet) (R) | Obligatory | All (see 'Products to be sampled in 2024'-sheet) | MRM | MRM/SRM | Yes | Yes | 0.01 | 0.167 | 90 | 91 | 14 | 32 | 2 | [7 empty] | 0.01 | 0.05 | 96 | 97 | 8 | 14 | 1 | [15 empty] | FV2017-M22; FV2018-M25; | HRAMS Database |  |  |  |  | SRM-07; SRM-42; SRM-49 | Method Validation;Method Development
| Plant | 528 | Forchlorfenuron | Forchlorfenuron | WD - Plant (2024) | Annex IV (few findings) | Reg. (EU) No 398/2014 Applicable from: 13/11/2014 | Forchlorfenuron | 1A | Found in table grapes, sweet peppers, kiwi. | MRM | MRM | No | Yes
| Plant | 1330 | Formetanate | Formetanate | MACP - Plant (2024 ff) |  | Regulation (EU) 2015/401; Applicable from: 14/08/2014 | Formetanate: Sum of formetanate and its salts expressed as formetanate(hydrochloride) | Obligatory | All (see 'Products to be sampled in 2024'-sheet) |  | MRM/SRM | No | Yes | 0.001 | 0.5 | 87 | 87 | 12 | 599 | 12 | 0.01 | 0.125 | 87.4 | 89 | 9 | 77 | 4 | 0.05 | 0.05 | 85 | 85 |  | 1 | 1 | [15 empty] | FV2010-M1; FV2012-M7; FV2014-M11; FV2014-M16; FV2015-M18; FV2015-M19; FV2017-CEN; FV2018-M24; FV2019-M32; FV2019-M34; FV 2020-M37; FV 2020-M39; FV 2020-M42 | Method Development, HRAMS Database, Analytical observation | CF-6; CF-29; CF-32 | Method Validation; Method Validation; Method Validation
| Plant | 1181 | Fosetyl | Fosetyl | MACP - Plant (2024 ff) |  | Reg. (EU) 2022/1324 Applicable from 18/08/2022 | Fosetyl-Al (sum of fosetyl, phosphonic acid and their salts, expressed as fosetyl) | Obligatory | All (see 'Products to be sampled in 2024'-sheet) | SRM | SRM | No | Yes | [42 empty] | SRM-09 | Method Development; Method Validation
Added 10/23 | Plant | 1181 | Fosetyl | Fosetyl | WD - Honey (2024) |  | Reg. (EU) 2022/1324 Applicable from 18/08/2022 | Fosetyl-Al (sum of fosetyl, phosphonic acid and their salts, expressed as fosetyl) |  | Honey | SRM | SRM | No | Yes | [28 empty] | 0.01 | 0.3 | 98.8 | 100 | 7 | 92 | 2 | [7 empty] | SRM-09 | Method Development; Method Validation
| Plant | 237 | Fosetyl | Fosetyl (sum) | MACP - Plant (2024 ff) |  | Reg. (EU) 2022/1324 Applicable from 18/08/2022 | Fosetyl-Al (sum of fosetyl, phosphonic acid and their salts, expressed as fosetyl) | Obligatory | All (see 'Products to be sampled in 2024'-sheet) |  | SRM | No | Yes | [42 empty] | SRM-09 | Method Development; Method Validation
Added 10/23 | Plant | 237 | Fosetyl | Fosetyl (sum) | WD - Honey (2024) |  | Reg. (EU) 2022/1324 Applicable from 18/08/2022 | Fosetyl-Al (sum of fosetyl, phosphonic acid and their salts, expressed as fosetyl) |  | Honey |  | SRM | No | Yes | [42 empty] | SRM-09 | Method Development; Method Validation
| Plant | 1410 | Fosetyl | Phosphonic Acid | MACP - Plant (2024 ff) |  | Reg. (EU) 2022/1324 Applicable from 18/08/2022 | Fosetyl-Al (sum of fosetyl, phosphonic acid and their salts, expressed as fosetyl) | Obligatory | All (see 'Products to be sampled in 2024'-sheet) | SRM | SRM | No | Yes | [42 empty] | SRM-09 | Method Development; Method Validation
Added 10/23 | Plant | 1410 | Fosetyl | Phosphonic Acid | WD - Honey (2024) |  | Reg. (EU) 2022/1324 Applicable from 18/08/2022 | Fosetyl-Al (sum of fosetyl, phosphonic acid and their salts, expressed as fosetyl) |  | Honey | SRM | SRM | No | Yes | [28 empty] | 0.05 | 300 | 102.5 | 102 | 10 | 144 | 2 | [7 empty] | SRM-09 | Method Development; Method Validation
| Plant | 529 | Fosthiazate | Fosthiazate | MACP - Plant (2024 ff) |  | Reg. (EC) No 149/2008; Applicable from: 01.09.2008 | Fosthiazate | Obligatory | All (see 'Products to be sampled in 2024'-sheet) | MRM | MRM | Difficult | Yes | 0.002 | 2.5 | 98.5 | 98 | 8 | 948 | 12 | 0.01 | 0.125 | 95.4 | 96 | 7 | 147 | 11 | 0.05 | 0.05 | 80 | 77 | 15 | 5 | 1 | 0.005 | 0.05 | 98.4 | 99 | 14 | 45 | 1 | [8 empty] | FV2010-M1; FV2012-M7; FV2014-M11; FV2014-M15; FV2014-M16; FV2015-M18; FV2015-M19; FV2017-CEN; FV2017-M22; FV2018-M24; FV2018-M25; FV2019-M29; FV2019-M30; FV2019-M31; FV2019-M32; FV2019-M34; FV 2020-M35; FV 2020-M37; FV 2020-M38; FV 2020-M39; FV 2020-M42; FV 2021-M43 | Method Development, Method Validation, HRAMS Database, Analytical Observation | CF-6; CF-21; CF-22; CF-08; CF-31A; CF-33; CF-35; CF-36; CF-(S1-S9) | Method Validation; Method Validation; Method Validation; Method Validation; Method Validation; Method Validation; Method Validation; Method Validation; Screening Report
| Animal | 241 | Glufosinate | Glufosinate | MACP - Animal (2024 ff) |  | Reg. (EU) 2016/1002; Applicable from: 14/01/2017 | Glufosinate-ammonium (sum of glufosinate, its salts, MPP and NAG expressed as glufosinate equivalents) | Obligatory | All (see 'Products to be sampled in 2024'-sheet) | SRM | SRM | No | Yes | [6 empty] | SRM-09 | Method Development; Method Validation | [34 empty] | SRM-25 | Method Development; Method Validation
| Plant | 241 | Glufosinate | Glufosinate | MACP - Plant (2024 ff) |  | Reg. (EU) 2016/1002; Applicable from: 14/01/2017 | Glufosinate-ammonium (sum of glufosinate, its salts, MPP and NAG expressed as glufosinate equivalents) | Obligatory | All (see 'Products to be sampled in 2024'-sheet) | SRM | SRM | No | Yes | [28 empty] | 0.02 | 0.1 | 98.8 | 100 | 11 | 66 | 1 | [7 empty] | SRM-09 | Method Development; Method Validation
| Animal | 1246 | Glufosinate | Glufosinate (Sum) | MACP - Animal (2024 ff) |  | Reg. (EU) 2016/1002; Applicable from: 14/01/2017 | Glufosinate-ammonium (sum of glufosinate, its salts, MPP and NAG expressed as glufosinate equivalents) | Obligatory | All (see 'Products to be sampled in 2024'-sheet) |  | SRM | No | Yes | [6 empty] | SRM-09 | Method Development; Method Validation | [34 empty] | SRM-25 | Method Development; Method Validation
| Plant | 1246 | Glufosinate | Glufosinate (Sum) | MACP - Plant (2024 ff) |  | Reg. (EU) 2016/1002; Applicable from: 14/01/2017 | Glufosinate-ammonium (sum of glufosinate, its salts, MPP and NAG expressed as glufosinate equivalents) | Obligatory | All (see 'Products to be sampled in 2024'-sheet) |  | SRM | No | Yes | [28 empty] | 0.02 | 0.05 | 91.5 | 91 | 14 | 10 | 1 | [7 empty] | SRM-09 | Method Development; Method Validation
| Animal | 1197 | Glufosinate | MPPA | MACP - Animal (2024 ff) |  | Reg. (EU) 2016/1002; Applicable from: 14/01/2017 | Glufosinate-ammonium (sum of glufosinate, its salts, MPP and NAG expressed as glufosinate equivalents) | Obligatory | All (see 'Products to be sampled in 2024'-sheet) | SRM | SRM | No | Yes | [6 empty] | SRM-09 | Method Development; Method Validation | [34 empty] | SRM-25 | Method Development; Method Validation
| Animal | 1245 | Glufosinate | N-Acetyl Glufosinate | MACP - Animal (2024 ff) |  | Reg. (EU) 2016/1002; Applicable from: 14/01/2017 | Glufosinate-ammonium (sum of glufosinate, its salts, MPP and NAG expressed as glufosinate equivalents) | Obligatory | All (see 'Products to be sampled in 2024'-sheet) | SRM | SRM | No | Yes | [6 empty] | SRM-09 | Method Development; Method Validation | [34 empty] | SRM-25 | Method Development; Method Validation
| Plant | 1197 | Glufosinate | MPPA | MACP - Plant (2024 ff) |  | Reg. (EU) 2016/1002; Applicable from: 14/01/2017 | Glufosinate-ammonium (sum of glufosinate, its salts, MPP and NAG expressed as glufosinate equivalents) | Obligatory | All (see 'Products to be sampled in 2024'-sheet) | SRM | SRM | No | Yes | [28 empty] | 0.02 | 0.1 | 96.8 | 95 | 13 | 72 | 1 | [7 empty] | SRM-09 | Method Development; Method Validation
| Plant | 1245 | Glufosinate | N-Acetyl Glufosinate | MACP - Plant (2024 ff) |  | Reg. (EU) 2016/1002; Applicable from: 14/01/2017 | Glufosinate-ammonium (sum of glufosinate, its salts, MPP and NAG expressed as glufosinate equivalents) | Obligatory | All (see 'Products to be sampled in 2024'-sheet) | SRM | SRM | No | Yes | [28 empty] | 0.02 | 0.1 | 100.8 | 101 | 8 | 66 | 1 | [7 empty] | SRM-09 | Method Development; Method Validation
| Animal | 800 | Glyphosate | AMPA | WD - Animal (2024) | Annex II (Support requested from EURLs) | - | Glyphosate (sum of glyphosate, AMPA and N-acetylglyphosate) [future residue definition] |  |  | SRM | SRM | No | Yes | [28 empty] | 0.02 | 0.5 | 103 | 103 | 15 | 125 | 1 | [7 empty] | SRM-25 | Method Validation
| Animal | 800 | Glyphosate | AMPA | MACP - Animal (2024 ff) |  | - | Glyphosate (sum of glyphosate, AMPA and N-acetylglyphosate) [future residue definition] | Obligatory | All (see 'Products to be sampled in 2024'-sheet) | SRM | SRM | No | Yes | [42 empty] | SRM-25 | Method Validation
| Plant | 800 | Glyphosate | AMPA | MACP - Plant (2024 ff) |  | - | Glyphosate (sum of glyphosate, AMPA and N-acetylglyphosate) [future residue definition] | Obligatory | All (see 'Products to be sampled in 2024'-sheet) | SRM | SRM | No | Yes | [28 empty] | 0.02 | 0.5 | 103 | 103 | 15 | 125 | 1 | [7 empty] | SRM-09 | Method Development; Method Validation
| Honey | 800 | Glyphosate | AMPA | WD - Honey (2024) | Annex VII | - | Glyphosate (sum of glyphosate, AMPA and N-acetylglyphosate) [future residue definition] |  | Honey | SRM | SRM | No | Yes | [28 empty] | 0.02 | 0.5 | 103 | 103 | 15 | 125 | 1 | [7 empty] | SRM-09 | Method Development; Method Validation
| Animal | 242 | Glyphosate | Glyphosate | WD - Animal (2024) | Annex II (Support requested from EURLs) | Reg. (EU) No 293/2013; Applicable from: 06.04.2013 | Glyphosate |  |  | SRM | SRM | No | Yes | [28 empty] | 0.01 | 6 | 101 | 100 | 11 | 218 | 3 | [7 empty] | SRM-25 | Method Validation
| Plant | 800 | Glyphosate | AMPA | WD - Plant (2024) | Annex I (risk management support) | - | Glyphosate (sum of glyphosate, AMPA and N-acetylglyphosate) [future residue definition] |  | information needed on residues in soyabean; also relevant for commodities where glyphosate is used for desiccation prior to harvesting such as dried pulses (e.g. beans, lentils, chick peas), cereals (e.g. rye, oat,), pseudocereals (e.g. buckwheat, millet), oily seeds (e.g. flax seeds. chia seeds, sunflower seeds), dried mushrooms and tree fruits (e.g. citrus fruits, pome fruit, stone fruit). | SRM | SRM | No | Yes | [28 empty] | 0.02 | 0.5 | 103 | 103 | 15 | 125 | 1 | [7 empty] | SRM-09 | Method Development; Method Validation
| Animal | 242 | Glyphosate | Glyphosate | MACP - Animal (2024 ff) |  | Reg. (EU) No 293/2013; Applicable from: 06.04.2013 | Glyphosate | Obligatory | All (see 'Products to be sampled in 2024'-sheet) | SRM | SRM | No | Yes | [42 empty] | SRM-25 | Method Validation
| Plant | 242 | Glyphosate | Glyphosate | MACP - Plant (2024 ff) |  | Reg. (EU) No 293/2013; Applicable from: 06.04.2013 | Glyphosate | Obligatory | All (see 'Products to be sampled in 2024'-sheet) | SRM | SRM | No | Yes | [28 empty] | 0.01 | 6 | 101 | 100 | 11 | 218 | 3 | [7 empty] | SRM-09 | Method Development; Method Validation
| Honey | 242 | Glyphosate | Glyphosate | WD - Honey (2024) | Annex VII | Reg. (EU) No 293/2013; Applicable from: 06.04.2013 | Glyphosate |  | Honey | SRM | SRM | No | Yes | [28 empty] | 0.01 | 6 | 101 | 100 | 11 | 218 | 3 | [7 empty] | SRM-09 | Method Development; Method Validation
| Animal | 1884 | Glyphosate | Glyphosate (sum of glyphosate, AMPA and N-acetylglyphosate) [future residue definition] | WD - Animal (2024) | Annex II (Support requested from EURLs) | - | Glyphosate (sum of glyphosate, AMPA and N-acetylglyphosate) [future residue definition] |  |  |  | SRM | No | Yes | [28 empty] | 0.01 | 6 | 101 | 100 | 11 | 218 | 3 | [7 empty] | SRM-25 | Method Validation
| Plant | 242 | Glyphosate | Glyphosate | WD - Plant (2024) | Annex I (risk management support) | Reg. (EU) No 293/2013; Applicable from: 06.04.2013 | Glyphosate |  | information needed on residues in soyabean; also relevant for commodities where glyphosate is used for desiccation prior to harvesting such as dried pulses (e.g. beans, lentils, chick peas), cereals (e.g. rye, oat,), pseudocereals (e.g. buckwheat, millet), oily seeds (e.g. flax seeds. chia seeds, sunflower seeds), dried mushrooms and tree fruits (e.g. citrus fruits, pome fruit, stone fruit). | SRM | SRM | No | Yes | [28 empty] | 0.01 | 6 | 101 | 100 | 11 | 218 | 3 | [7 empty] | SRM-09 | Method Development; Method Validation
| Animal | 1884 | Glyphosate | Glyphosate (sum of glyphosate, AMPA and N-acetylglyphosate) [future residue definition] | MACP - Animal (2024 ff) |  | - | Glyphosate (sum of glyphosate, AMPA and N-acetylglyphosate) [future residue definition] | Obligatory | All (see 'Products to be sampled in 2024'-sheet) |  | SRM | No | Yes | [42 empty] | SRM-25 | Method Validation
| Plant | 1884 | Glyphosate | Glyphosate (sum of glyphosate, AMPA and N-acetylglyphosate) [future residue definition] | MACP - Plant (2024 ff) |  | - | Glyphosate (sum of glyphosate, AMPA and N-acetylglyphosate) [future residue definition] | Obligatory | All (see 'Products to be sampled in 2024'-sheet) |  | SRM | No | Yes | [28 empty] | 0.01 | 6 | 101 | 100 | 11 | 218 | 3 | [7 empty] | SRM-09 | Method Development; Method Validation
| Honey | 1884 | Glyphosate | Glyphosate (sum of glyphosate, AMPA and N-acetylglyphosate) [future residue definition] | WD - Honey (2024) | Annex VII | - | Glyphosate (sum of glyphosate, AMPA and N-acetylglyphosate) [future residue definition] |  | Honey |  | SRM | No | Yes | [28 empty] | 0.01 | 6 | 101 | 100 | 11 | 218 | 3 | [7 empty] | SRM-09 | Method Development; Method Validation
| Animal | 1481 | Glyphosate | N-Acetyl Glyphosate | WD - Animal (2024) | Annex II (Support requested from EURLs) | - | Glyphosate (sum of glyphosate, AMPA and N-acetylglyphosate) [future residue definition] |  |  | SRM | SRM | No | Yes | [28 empty] | 0.01 | 0.25 | 104.6 | 105 | 8 | 113 | 1 | [7 empty] | SRM-25 | Method Validation
| Plant | 1884 | Glyphosate | Glyphosate (sum of glyphosate, AMPA and N-acetylglyphosate) [future residue definition] | WD - Plant (2024) | Annex I (risk management support) | - | Glyphosate (sum of glyphosate, AMPA and N-acetylglyphosate) [future residue definition] |  | information needed on residues in soyabean; also relevant for commodities where glyphosate is used for desiccation prior to harvesting such as dried pulses (e.g. beans, lentils, chick peas), cereals (e.g. rye, oat,), pseudocereals (e.g. buckwheat, millet), oily seeds (e.g. flax seeds. chia seeds, sunflower seeds), dried mushrooms and tree fruits (e.g. citrus fruits, pome fruit, stone fruit). |  | SRM | No | Yes | [28 empty] | 0.01 | 6 | 101 | 100 | 11 | 218 | 3 | [7 empty] | SRM-09 | Method Development; Method Validation
| Animal | 1481 | Glyphosate | N-Acetyl Glyphosate | MACP - Animal (2024 ff) |  | - | Glyphosate (sum of glyphosate, AMPA and N-acetylglyphosate) [future residue definition] | Obligatory | All (see 'Products to be sampled in 2024'-sheet) | SRM | SRM | No | Yes | [42 empty] | SRM-25 | Method Validation
| Honey | 1481 | Glyphosate | N-Acetyl Glyphosate | WD - Honey (2024) | Annex VII | - | Glyphosate (sum of glyphosate, AMPA and N-acetylglyphosate) [future residue definition] |  | Honey | SRM | SRM | No | Yes | [28 empty] | 0.01 | 0.25 | 104.6 | 105 | 8 | 113 | 1 | [7 empty] | SRM-09 | Method Development; Method Validation
| Plant | 1481 | Glyphosate | N-Acetyl Glyphosate | MACP - Plant (2024 ff) |  | - | Glyphosate (sum of glyphosate, AMPA and N-acetylglyphosate) [future residue definition] | Obligatory | All (see 'Products to be sampled in 2024'-sheet) | SRM | SRM | No | Yes | [28 empty] | 0.01 | 0.25 | 104.6 | 105 | 8 | 113 | 1 | [7 empty] | SRM-09 | Method Development; Method Validation
| Plant | 1481 | Glyphosate | N-Acetyl Glyphosate | WD - Plant (2024) | Annex I (risk management support) | - | Glyphosate (sum of glyphosate, AMPA and N-acetylglyphosate) [future residue definition] |  | information needed on residues in soyabean; also relevant for commodities where glyphosate is used for desiccation prior to harvesting such as dried pulses (e.g. beans, lentils, chick peas), cereals (e.g. rye, oat,), pseudocereals (e.g. buckwheat, millet), oily seeds (e.g. flax seeds. chia seeds, sunflower seeds), dried mushrooms and tree fruits (e.g. citrus fruits, pome fruit, stone fruit). | SRM | SRM | No | Yes | [28 empty] | 0.01 | 0.25 | 104.6 | 105 | 8 | 113 | 1 | [7 empty] | SRM-09 | Method Development; Method Validation
| Plant | 244 | Guazatine | Guazatine (sum) | WD - Plant (2024) | Annex II (Support requested from EURLs) | Reg. (EU) 2015/1910; Applicable from: 13/05/2016 | Guazatine (guazatine acetate, sum of components) |  | Especially relevant for citrus fruits and cereals based on use pattern | SRM | SRM | No | Yes | [42 empty] | SRM-38 | Anal. Observ. Report
| Animal | 245 | Haloxyfop | Haloxyfop (incl. Haloxafop-R) | WD - Animal (2024) | Annex II (Support requested from EURLs); Annex IV (few findings) | Reg. (EU) 2017/1016; Applicable from: 11/07/2017 | Haloxyfop — code 1000000 except 1040000: Sum of haloxyfop, its salts and conjugates expressed as haloxyfop (sum of the R- and S- isomers at any ratio) | 2A | Relevant for cows’ milk, kidney, liver, butter and poultry fat. | MRM/SRM | SRM | No | Yes | [40 empty] | AO-M6; AO-M27 | Method Developmen; Method Validation | SRM-43 | Anal. Observ. Report
| Animal | 1682 | Haloxyfop | Haloxyfop incl. Haloxafop-R (sum; following hydrolysis) | WD - Animal (2024) | Annex II (Support requested from EURLs); Annex IV (few findings) | Reg. (EU) 2017/1016; Applicable from: 11/07/2017 | Haloxyfop — code 1000000 except 1040000: Sum of haloxyfop, its salts and conjugates expressed as haloxyfop (sum of the R- and S- isomers at any ratio) | 2A | Relevant for cows’ milk, kidney, liver, butter and poultry fat. |  | SRM | No | Yes | [42 empty] | SRM-43 | Anal. Observ. Report
| Plant | 245 | Haloxyfop | Haloxyfop (incl. Haloxafop-R) | MACP - Plant (2024 ff) |  | Reg. (EU) 2017/1016; Applicable from: 11/07/2017 | Haloxyfop (Sum of haloxyfop, its esters, salts and conjugates expressed as haloxyfop (sum of the R- and S- isomers at any ratio)) (F) (R) | Obligatory (certain commodities) | It shall only be analysed in and on broccoli, grapefruits, sweet peppers/bell peppers and wheat in 2024; in and on strawberries and head cabbages in 2025; in and on dried beans in 2026. | MRM/SRM | SRM | No | Yes | 0.002 | 0.4 | 101 | 98 | 17 | 1145 | 12 | 0.01 | 0.125 | 93.8 | 94 | 9 | 31 | 3 | 0.05 | 0.05 | 72 | 76 | 9 | 3 | 1 | [15 empty] | FV2010-M4; FV2012-M7; FV2014-M11; FV2014-M12; FV2014-M16; FV2015-M18; FV2015-M19; FV2017-CEN; FV2018-M24; FV2018-M27; FV2019-M29; FV2019-M30; FV2019-M32; FV2019-M34; FV 2020-M38; FV 2020-M39; FV 2020-M42 | Method Development, Method Validation, Analytical observation, HRAMS Database | CF-13; CF-28 | Method Validation; Method Validation |  |  | SRM-02 | Anal. Observ. Report
| Plant | 1682 | Haloxyfop | Haloxyfop incl. Haloxyfop-R (sum, following hydrolysis) | MACP - Plant (2024 ff) |  | Reg. (EU) 2017/1016; Applicable from: 11/07/2017 | Haloxyfop (Sum of haloxyfop, its esters, salts and conjugates expressed as haloxyfop (sum of the R- and S- isomers at any ratio)) (F) (R) | Obligatory (certain commodities) | It shall only be analysed in and on broccoli, grapefruits, sweet peppers/bell peppers and wheat in 2024; in and on strawberries and head cabbages in 2025; in and on dried beans in 2026. |  | SRM | No | [43 empty] | SRM-43 | Anal. Observ. Report
| Animal | 669 | Heptachlor | Heptachlor | MACP - Animal (2024 ff) |  | Reg. (EC) No 149/2008; Applicable from: 01.09.2008 | Heptachlor (sum of heptachlor and heptachlor epoxide expressed as heptachlor) (F) | Obligatory | All (see 'Products to be sampled in 2024'-sheet) | MRM | MRM | Yes | No | [40 empty] | AO-M14; AO-M15; AO-M12; AO-M24; AO-M25; AO-M34 | Method Development; Method Validation
| Animal | 249 | Heptachlor | Heptachlor (sum) | MACP - Animal (2024 ff) |  | Reg. (EC) No 149/2008; Applicable from: 01.09.2008 | Heptachlor (sum of heptachlor and heptachlor epoxide expressed as heptachlor) (F) | Obligatory | All (see 'Products to be sampled in 2024'-sheet) |  | MRM | Yes | No | [40 empty] | AO-M02; AO-M14; AO-M15; AO-M12; AO-M25; AO-M34; AO-M36 | Method Development; Method Validation
| Plant | 669 | Heptachlor | Heptachlor | WD - Plant (2024) | Annex IV (few findings) | Reg. (EC) No 149/2008; Applicable from: 01.09.2008 | Heptachlor (sum of heptachlor and heptachlor epoxide expressed as heptachlor) (F) | 1A |  | MRM | MRM | Yes | No | 0.01 | 0.2 | 102 | 101 | 12 | 595 | 7 | 0.05 | 0.25 | 78.5 | 80 | 24 | 6 | 2 | 0.01 | 0.05 | 91.5 | 92 | 7 | 6 | 1 | [15 empty] | FV2010-M4; FV2014-M11; FV2017-M22; FV2018-M25; FV2018-M28; FV2019-M33; FV2019-M34; FV 2020-M35; FV 2021-M43 | Method Development, Method Validation, HRAMS Database, Analytical Observation | CF-2; CF-27; CF-28; CF-33 | Method Validation; Method Validation; Method Validation; Method Validation
| Animal | 856 | Heptachlor | Heptachlorepoxid (sum) | MACP - Animal (2024 ff) |  | Reg. (EC) No 149/2008; Applicable from: 01.09.2008 | Heptachlor (sum of heptachlor and heptachlor epoxide expressed as heptachlor) (F) | Obligatory | All (see 'Products to be sampled in 2024'-sheet) |  | MRM | Yes | No | [40 empty] | AO-M02; AO-M14; AO-M15; AO-M12; AO-M25; AO-M34; AO-M36 | Method Development; Method Validation
| Plant | 249 | Heptachlor | Heptachlor (sum) | WD - Plant (2024) | Annex IV (few findings) | Reg. (EC) No 149/2008; Applicable from: 01.09.2009 | Heptachlor (sum of heptachlor and heptachlor epoxide expressed as heptachlor) (F) | 1A |  |  | MRM | Yes | No | [36 empty] | See single components |  | See single components
| Animal | 675 | Heptachlor | Heptachlorepoxid, cis- | MACP - Animal (2024 ff) |  | Reg. (EC) No 149/2008; Applicable from: 01.09.2008 | Heptachlor (sum of heptachlor and heptachlor epoxide expressed as heptachlor) (F) | Obligatory | All (see 'Products to be sampled in 2024'-sheet) | MRM | MRM | Yes | No | [40 empty] | AO-M02; AO-M14; AO-M15; AO-M12; AO-M25; AO-M33; AO-M34; AO-M36 | Method Development; Method Validation
| Plant | 856 | Heptachlor | Heptachlorepoxid (sum) | WD - Plant (2024) | Annex IV (few findings) | Reg. (EC) No 149/2008; Applicable from: 01.09.2010 | Heptachlor (sum of heptachlor and heptachlor epoxide expressed as heptachlor) (F) | 1A |  |  | MRM | Yes | No | 0.002 | 0.1 | 102.4 | 102 | 11 | 55 | 1 | 0.01 | 0.1 | 74.9 | 75 | 3 | 9 | 1 | [22 empty] | FV2010-M4; FV 2020-M35 | Method Development | CF-27; CF-33 | Method Validation; Method Validation
| Animal | 676 | Heptachlor | Heptachlorepoxid, trans- | MACP - Animal (2024 ff) |  | Reg. (EC) No 149/2008; Applicable from: 01.09.2008 | Heptachlor (sum of heptachlor and heptachlor epoxide expressed as heptachlor) (F) | Obligatory | All (see 'Products to be sampled in 2024'-sheet) | MRM | MRM | Yes | No | [40 empty] | AO-M02; AO-M14; AO-M15; AO-M12; AO-M25; AO-M34; AO-M36 | Method Development; Method Validation
| Plant | 675 | Heptachlor | Heptachlorepoxid, cis- | WD - Plant (2024) | Annex IV (few findings) | Reg. (EC) No 149/2008; Applicable from: 01.09.2011 | Heptachlor (sum of heptachlor and heptachlor epoxide expressed as heptachlor) (F) | 1A |  | MRM | MRM | Yes | No | 0.01 | 0.2 | 100.7 | 101 | 12 | 989 | 12 | 0.25 | 0.25 | 93 | 92 | 16 | 5 | 1 | 0.01 | 0.05 | 90 | 87 | 5 | 3 | 1 | [15 empty] | FV2017-M22; FV2018-M25; FV2018-M26 | Method Validation, HRAMS Database | CF-29; CF-31A | Method Validation; Method Validation
| Plant | 676 | Heptachlor | Heptachlorepoxid, trans- | WD - Plant (2024) | Annex IV (few findings) | Reg. (EC) No 149/2008; Applicable from: 01.09.2012 | Heptachlor (sum of heptachlor and heptachlor epoxide expressed as heptachlor) (F) | 1A |  | MRM | MRM | Yes | No | 0.01 | 0.25 | 100 | 100 | 13 | 918 | 11 | 0.05 | 0.25 | 87.8 | 85 | 24 | 6 | 2 | 0.05 | 0.05 | 104.5 | 105 | 22 | 2 | 1 | [15 empty] | FV2017-M22; FV2018-M25; FV2018-M26 | Method Validation, HRAMS Database | CF-29; CF-31A | Method Validation; Method Validation
| Animal | 246 | Hexachlorobenzene | Hexachlorobenzene | MACP - Animal (2024 ff) |  | Reg. (EU) 2016/1866; Applicable from: 10/05/2017 | Hexachlorobenzene (F) | Obligatory | All (see 'Products to be sampled in 2024'-sheet) | MRM | MRM | Yes | No | [40 empty] | AO-M02; AO-M14; AO-M15; AO-M12; AO-M24; AO-M25; AO-M33; AO-M34; AO-M36 | Method Development; Method Validation
| Animal | 672 | Hexachlorocyclohexane, alpha- | Hexachlorocyclohexane, alpha- | MACP - Animal (2024 ff) |  | Reg. (EC) No 2017/978; Applicable from: 04.01.2018 | Hexachlorocyclohexane (HCH), alpha-isomer (F) | Obligatory | All (see 'Products to be sampled in 2024'-sheet) | MRM | MRM | Yes | No | [40 empty] | AO-M02; AO-M12; AO-M25; AO-M33; AO-M34; AO-M36 | Method Validation
| Animal | 673 | Hexachlorocyclohexane, beta- | Hexachlorocyclohexane, beta- | MACP - Animal (2024 ff) |  | Reg. (EC) No 2017/978; Applicable from: 04.01.2018 | Hexachlorocyclohexane (HCH), beta-isomer (F) | Obligatory | All (see 'Products to be sampled in 2024'-sheet) | MRM | MRM | Yes | No | [40 empty] | AO-M02; AO-M12; AO-M25; AO-M33; AO-M34; AO-M36 | Method Validation
| Animal | 248 | Hexachlorocyclohexane, gamma- (Lindane) | Hexachlorocyclohexane, gamma- (Lindane) | MACP - Animal (2024 ff) |  | Reg. (EC) No 2017/978; Applicable from: 04.01.2018 | Lindane (Gamma-isomer of hexachlorocyclohexane (HCH)) (F) | Obligatory | All (see 'Products to be sampled in 2024'-sheet) | MRM | MRM | Yes | No | [40 empty] | AO-M02; AO-M12; AO-M25; AO-M33; AO-M34; AO-M36 | Method Validation
| Plant | 251 | Hexaconazole | Hexaconazole | MACP - Plant (2024 ff) |  | Reg. (EU) No 899/2012; Applicable from: 26.04.2013 | Hexaconazole | Obligatory | All (see 'Products to be sampled in 2024'-sheet) | MRM | MRM | Yes | Yes | 0.002 | 1 | 96 | 96 | 9 | 982 | 12 | 0.01 | 0.125 | 81.3 | 81 | 9 | 95 | 6 | 0.05 | 0.05 | 108 | 108 | 7 | 3 | 1 | 0.015 | 0.075 | 86 | 88 | 16 | 47 | 1 | [8 empty] | FV2010-M1; FV2010-M4; FV2012-M7; FV2013-M10; FV2014-M11; FV2014-M12; FV2014-M15; FV2014-M16; FV2015-M17; FV2015-M18; FV2015-M19; FV2017-CEN; FV2017-M22; FV2018-M24; FV2018-M25; FV2018-M28; FV2019-M29; FV2019-M30; FV2019-M31; FV2019-M32; FV2019-M34; FV 2020-M35; FV 2020-M37; FV 2020-M38; FV 2020-M39; FV 2020-M42; FV 2021-M43 | Method Development, Method Validation, HRAMS Database, Analytical Observation | CF-3; CF-11; CF-14; CF-27; CF-28; CF-31A; CF-33; CF-35; CF-36; CF-(S1-S9) | Method Validation; Method Validation; Method Validation; Method Validation; Method Validation; Method Validation; Method Validation; Method Validation; Method Validation; Screening Report
| Plant | 253 | Hexythiazox | Hexythiazox | MACP - Plant (2024 ff) |  | Reg. (EU) 2022/78 Applicable from 09/08/2022 | Hexythiazox | Obligatory | All (see 'Products to be sampled in 2024'-sheet) | MRM | MRM | Difficult | Yes | 0.001 | 1.11 | 97.9 | 97 | 11 | 1230 | 9 | 0.01 | 0.125 | 71.8 | 72 | 8 | 100 | 7 | 0.05 | 0.05 | 106 | 106 | 3 | 3 | 1 | [15 empty] | FV2010-M1; FV2010-M4; FV2012-M6; FV2012-M7; FV2014-M11; FV2014-M12; FV2014-M16; FV2015-M18; FV2015-M19; FV2017-CEN; FV2018-M24; FV2019-M29; FV2019-M30; FV2019-M31; FV2019-M32; FV2019-M34; FV 2020-M37; FV 2020-M38; FV 2020-M39; FV 2020-M42 | Method Development, Method Validation, HRAMS Database, Analytical observation | CF-15; CF-21; CF-22; CF-26; CF-28; CF-31A; CF-35; CF-36; CF-(S1-S9) | Method Validation; Method Validation; Method Validation; Method Validation; Method Validation; Method Validation; Method Validation; Method Validation; Screening Report
| Plant | 255 | Imazalil | Imazalil | MACP - Plant (2024 ff) |  | Reg. (EU) 2020/856 Applicable from: 09/07/2020 | Imazalil (any ratio of constituent isomers) (R) | Obligatory | All (see 'Products to be sampled in 2024'-sheet) | MRM | MRM | Difficult | Yes | 0.002 | 6 | 96.5 | 96 | 11 | 2215 | 18 | 0.01 | 0.125 | 76.8 | 76 | 15 | 107 | 5 | 0.05 | 0.05 | 84 | 88 | 19 | 3 | 1 | [15 empty] | FV2010-M1; FV2010-M4; FV2012-M7; FV2013-M8; FV2014-M11; FV2014-M12; FV2014-M15; FV2014-M16; FV2015-M18; FV2015-M19; FV2017-CEN; FV2018-M24; FV2019-M29; FV2019-M30; FV2019-M31; FV2019-M32; FV2019-M34; FV 2020-M38; FV 2020-M39; FV 2020-M42 | Method Development, Method Validation, HRAMS Database, Analytical observation | CF-12; CF-22; CF-27; CF-28; CF-31A; CF-33; CF-35; CF-36; CF-(S1-S9) | Method Validation; Method Validation; Method Validation; Method Validation; Method Validation; Method Validation; Method Validation; Method Validation; Screening Report
| Honey | 256 | Imidacloprid | Imidacloprid | WD - Honey (2024) | Annex VII | Reg. (EU) 2021/1881; Applicable from: 16/05/2022 | Imidacloprid |  | Honey | MRM | MRM | No | Yes | [40 empty] | AO-M09; AO-M28 | Method Development; Method Validation
| Plant | 256 | Imidacloprid | Imidacloprid | MACP - Plant (2024 ff) |  | Reg. (EU) 2021/1881; Applicable from: 16/05/2022 | Imidacloprid | Obligatory | All (see 'Products to be sampled in 2024'-sheet) | MRM | MRM | No | Yes | 0.002 | 2 | 98 | 99 | 12 | 1632 | 10 | 0.01 | 0.125 | 98.5 | 99 | 9 | 71 | 4 | 0.05 | 0.05 | 102 | 101 | 6 | 3 | 1 | [15 empty] | FV2010-M1; FV2010-M4; FV2012-M6; FV2012-M7; FV2013-M8; FV2014-M11; FV2014-M12; FV2014-M15; FV2014-M16; FV2015-M18; FV2015-M19; FV2017-CEN; FV2018-M24; FV2019-M29; FV2019-M30; FV2019-M31; FV2019-M32; FV2019-M34; FV 2020-M37; FV 2020-M38; FV 2020-M39; FV 2020-M42 | Method Development, Method Validation, HRAMS Database, Analytical observation | CF-9; CF-12; CF-22; CF-26; CF-28; CF-31A; CF-33; CF-35; CF-36; CF-(S1-S9) | Method Validation; Method Validation; Method Validation; Method Validation; Method Validation; Method Validation; Method Validation; Method Validation; Method Validation; Screening Report
| Animal | 257 | Indoxacarb | Indoxacarb | MACP - Animal (2024 ff) |  | Reg. (EU) 2015/845; Applicable from: 24.06.2015 | Indoxacarb (sum of indoxacarb and its R enantiomer) (F) | Obligatory (certain commodities) | It shall only be analysed in and on cow’s milk in 2025. | MRM | MRM | Yes | Yes | [40 empty] | AO-M05; AO-M6; AO-M7; AO-M11; AO-M13; AO-M14; AO-M15; AO-M25; AO-M32; AO-M35 | Method Development; Method Validation
| Plant | 257 | Indoxacarb | Indoxacarb | MACP - Plant (2024 ff) |  | Reg. (EU) 2015/845; Applicable from: 24.06.2015 | Indoxacarb (sum of indoxacarb and its R enantiomer) (F) | Obligatory | All (see 'Products to be sampled in 2024'-sheet) | MRM | MRM | Yes | Yes | 0.001 | 0.4 | 101 | 101 | 11 | 1374 | 12 | 0.01 | 0.125 | 96.1 | 97 | 11 | 141 | 8 | 0.05 | 0.05 | 106 | 107 | 4 | 4 | 1 | 0.02 | 0.1 | 84.3 | 85 | 11 | 49 | 1 | [8 empty] | FV2010-M1; FV2010-M4; FV2012-M7; FV2014-M11; FV2014-M12; FV2014-M16; FV2015-M17; FV2015-M18; FV2015-M19; FV2017-CEN; FV2017-M22; FV2018-M24; FV2018-M25; FV2019-M29; FV2019-M30; FV2019-M31; FV2019-M32; FV2019-M34; FV 2020-M35; FV 2020-M37; FV 2020-M38; FV 2020-M39; FV 2020-M42; FV 2021-M43 | Method Development, Method Validation, HRAMS Database, Analytical Observation | CF-6; CF-21; CF-22; CF-27; CF-28; CF-31A; CF-35; CF-36; CF-(S1-S9) | Method Validation; Method Validation; Method Validation; Method Validation; Method Validation; Method Validation; Method Validation; Method Validation; Screening Report
| Animal | 258 | Ioxynil | Ioxynil | WD - Animal (2024) | Annex II (Support requested from EURLs); Annex IV (few findings) | Reg. (EU) 2019/91 Applicable from: 13/08/2019 | Ioxynil (sum of ioxynil and its salts, expressed as ioxynil) | 2A | Relevant for ruminant fat, muscle, kidney and liver | MRM/SRM | SRM | No | Yes | [42 empty] | SRM-43 | Anal. Observ. Report
| Plant | 258 | Ioxynil | Ioxynil | WD - Interest for Cumulative Risk Assessment | Annex III (cummulative) | Reg. (EU) 2019/91 Applicable from: 13/08/2019 | Ioxynil (sum of ioxynil and its salts, expressed as ioxynil) |  | especially relevant for cereals, leek, lettuce, tomatoes, chives and dill | MRM/SRM | SRM | No | Yes | 0.002 | 0.5 | 101 | 101 | 12 | 1629 | 9 | 0.01 | 0.125 | 95.2 | 97 | 11 | 38 | 3 | [22 empty] | FV2012-M7; FV2015-M18; FV2018-M24; FV2018-M26; FV2019-M30; FV2019-M31; FV2019-M33; FV 2020-M38; FV 2020-M39; FV 2020-M42 | Method Development, Method Validation, HRAMS Database, Analytical observation | CF-37 | Method Validation |  |  | SRM-43 | Anal. Observ. Report
| Honey | 259 | Iprodione | Iprodione | WD - Honey (2024) | Annex VII | Reg. (EU) 2019/38 Applicable from: 31/07/2019 | Iprodione (R) |  | Honey | MRM | MRM | Difficult | Difficult | [40 empty] | AO-M08 | Method Development
| Plant | 259 | Iprodione | Iprodione | MACP - Plant (2024 ff) |  | Reg. (EU) 2019/38 Applicable from: 31/07/2019 | Iprodione (R) | Obligatory | All (see 'Products to be sampled in 2024'-sheet) | MRM | MRM | Difficult | Difficult | 0.002 | 20 | 100 | 99 | 12 | 1828 | 14 | 0.01 | 0.25 | 90 | 89 | 8 | 48 | 3 | 0.01 | 0.05 | 90.6 | 88 | 18 | 17 | 1 | 0.04 | 0.2 | 123.5 | 126 | 25 | 47 | 1 | [8 empty] | FV2010-M1; FV2010-M4; FV2012-M6; FV2012-M7; FV2013-M8; FV2013-M10; FV2014-M11; FV2014-M12; FV2014-M15; FV2014-M16; FV2015-M17; FV2015-M19; FV2017-M22; FV2018-M25; FV2019-M29; FV2019-M30; FV2019-M34; FV 2020-M35; FV 2020-M38; FV 2020-M42; FV 2021-M43 | Method Development, Method Validation, HRAMS Database, Analytical Observation | CF-11; CF-12; CF-14; CF-22; CF-27; CF-38; CF-31A; CF-33; CF-35; CF-36; CF-(S1-S9) | Method Validation; Method Validation; Method Validation; Method Validation; Method Validation; Method Validation; Method Validation; Method Validation; Method Validation; Method Validation; Screening Report
| Plant | 260 | Iprovalicarb | Iprovalicarb | MACP - Plant (2024 ff) |  | Reg. (EU) 2022/1363 Applicable from 25/02/2023 | Iprovalicarb | Obligatory | All (see 'Products to be sampled in 2024'-sheet) | MRM | MRM | Yes | Yes | 0.001 | 0.24 | 99.5 | 99 | 9 | 1184 | 10 | 0.01 | 0.125 | 88.2 | 89 | 7 | 56 | 4 | 0.05 | 0.05 | 97.5 | 98 | 2 | 2 | 1 | [15 empty] | FV2010-M1; FV2010-M4; FV2012-M6; FV2012-M7; FV2014-M11; FV2014-M12; FV2014-M15; FV2014-M16; FV2015-M17; FV2015-M18; FV2015-M19; FV2017-M22; FV2018-M24; FV2018-M25; FV2019-M29; FV2019-M30; FV2019-M31; FV2019-M32; FV2019-M34; FV 2020-M35; FV 2020-M37; FV 2020-M38; FV 2020-M39; FV 2020-M42; FV 2021-M43 | Method Development, Method Validation, HRAMS Database, Analytical Observation | CF-1; CF-15; CF-21; CF-22; CF-26; CF-27; CF-28; CF-31A; CF-33; CF-35; CF-36; CF-(S1-S9) | Method Validation; Method Validation; Method Validation; Method Validation; Method Validation; Method Validation; Method Validation; Method Validation; Method Validation; Method Validation; Method Validation; Screening Report
| Plant | 695 | Isocarbophos | Isocarbophos | MACP - Plant (2024 ff) |  | - | _No specific RD established so far | Obligatory | All (see 'Products to be sampled in 2024'-sheet) | MRM | No Data | Yes | Yes | 0.01 | 0.2 | 96 | 96 | 16 | 258 | 7 | 0.025 | 0.125 | 103 | 102 | 8 | 13 | 3 | 0.05 | 0.05 | 97 | 97 |  | 1 | 1 | [15 empty] | FV2010-M4; FV2012-M6; FV2012-M7; FV2013-M8; FV2014-M11; FV2014-M16; FV2015-M19; FV2017-CEN; FV2017-M22; FV2018-M24; FV2018-M25; FV2019-M29; FV2019-M32; FV2019-M34; FV 2020-M39; FV 2020-M37; FV 2020-M42; FV 2021-M43 | Method Development, Method Validation, HRAMS Database, Analytical Observation | CF-16; CF-24; CF-28; CF-30 CF-(S1-S9) | Method Validation; Method Validation; Method Validation; Method Validation; Screening Report
| Plant | 1386 | Isofetamid | Isofetamid | WD - Plant (2024) | Annex II (Support requested from EURLs) | Reg. (EU) 2022/1324 Applicable from 18/08/2022 | Isofetamid | 1A | Relevant for strawberries, grapes and lettuces. | MRM | MRM | Yes | Yes | [38 empty] | CF-37 | Method Validation
| Plant | 263 | Isoprothiolane | Isoprothiolane | MACP - Plant (2024 ff) |  | Reg. (EU) 2019/552 Applicable from: 25/04/2019 | Isoprothiolane | Obligatory (certain commodities) | It shall only be analysed in and on brown rice in 2026. It shall not be analysed in or on any product in 2024 and 2025. | MRM | MRM | Yes | Yes | [36 empty] | FV2013-M9; FV2017-M22; FV2018-M25; FV2018-M28; FV2019-M29; FV2019-M31; FV2019-M32; FV2019-M34; FV 2020-M35; FV 2020-M37; FV 2020-M38; FV 2020-M39; FV 2020-M42 | Method Development, Method Validation, HRAMS Database, Analytical observation | CF-7; CF-9; CF-10; CF-11; CF-12; CF-14; CF-22; CF-28; CF-31A; CF-33; CF-35; CF-36; CF-(S1-S9) | Method Validation; Method Validation; Method Validation; Method Validation; Method Validation; Method Validation; Method Validation; Method Validation; Method Validation; Method Validation; Method Validation; Method Validation; Screening Report
| Plant | 1189 | Isopyrazam | Isopyrazam | WD - Plant (2024) | Annex IV (few findings) | Reg. (EU) 2019/552 Applicable from: 25/04/2019 | Isopyrazam | 1A | Findings in apples, carrots, cereals (rye, barley), tomatoes | MRM | MRM | Yes | Yes | 0.01 | 0.1 | 100 | 101 | 13 | 136 | 2 | 0.01 | 0.1 | 90.5 | 90 | 6 | 10 | 1 | [22 empty] | FV2017-M22; FV2018-M25; FV2018-M26; FV2019-M33; FV2019-M34; FV 2020-M35; FV 2021-M43 | Method Development, Method Validation, HRAMS Database, Analytical Observation | CF-13; CF-28 | Method Validation; Method Validation
| Plant | 534 | Isoxaflutole | Isoxaflutole | WD - Plant (2024) | Annex II (Support requested from EURLs); Annex IV (Few Findings) | Reg (EU) 2023/1069; Applicable from 22/06/2023 | Isoxaflutole (sum of isoxaflutole and its diketonitrile-metabolite, expressed as isoxaflutole) | 2A |  | MRM | SRM | Yes | Yes | 0.01 | 0.2 | 102.2 | 103 | 19 | 468 | 3 | 0.125 | 0.125 | 117.1 | 118 | 16 | 9 | 1 | 0.05 | 0.05 | 91 | 91 |  | 1 | 1 | [15 empty] | FV2012-M7; FV2015-M18; FV2018-M24; FV2018-M26; FV2019-M30; FV2019-M31; FV2019-M32; FV2019-M33; FV2019-M34; FV 2020-M38; FV 2020-M39 | Method Development, Method Validation, HRAMS Database | CF-23B; CF-28 | Method Validation; Method Validation
| Plant | 534 | Isoxaflutole | Isoxaflutole | WD - Interest for Cumulative Risk Assessment | Annex III (cummulative) | Reg (EU) 2023/1069; Applicable from 22/06/2023 | Isoxaflutole (sum of isoxaflutole and its diketonitrile-metabolite, expressed as isoxaflutole) |  |  | MRM | SRM | Yes | Yes | 0.01 | 0.2 | 102.2 | 103 | 19 | 468 | 3 | 0.125 | 0.125 | 117.1 | 118 | 16 | 9 | 1 | 0.05 | 0.05 | 91 | 91 |  | 1 | 1 | [15 empty] | FV2012-M7; FV2015-M18; FV2018-M24; FV2018-M26; FV2019-M30; FV2019-M31; FV2019-M32; FV2019-M33; FV2019-M34; FV 2020-M38; FV 2020-M39 | Analytical Observations, Method Development, Method Validation, HRAMS Database | CF-23B; CF-28 | Method Validation; Method Validation
| Plant | 1333 | Isoxaflutole | Isoxaflutole (sum) | WD - Plant (2024) | Annex II (Support requested from EURLs); Annex IV (Few Findings) | Reg (EU) 2023/1069; Applicable from 22/06/2023 | Isoxaflutole (sum of isoxaflutole and its diketonitrile-metabolite, expressed as isoxaflutole) | 2A |  |  | SRM | Yes | Yes
| Plant | 1333 | Isoxaflutole | Isoxaflutole (sum) | WD - Interest for Cumulative Risk Assessment | Annex III (cummulative) | Reg (EU) 2023/1069; Applicable from 22/06/2023 | Isoxaflutole (sum of isoxaflutole and its diketonitrile-metabolite, expressed as isoxaflutole) |  |  |  | SRM | Yes | Yes
| Plant | 1248 | Isoxaflutole | Isoxaflutole diketonitrile-metabolite (RPA 202248) | WD - Plant (2024) | Annex II (Support requested from EURLs); Annex IV (Few Findings) | Reg (EU) 2023/1069; Applicable from 22/06/2023 | Isoxaflutole (sum of isoxaflutole and its diketonitrile-metabolite, expressed as isoxaflutole) | 2A |  | SRM | SRM | No | Yes | 0.1 | 0.1 | 98.5 | 99 | 2 | 2 | 1 | [7 empty] | 0.05 | 0.05 | 111 | 111 |  | 1 | 1 | [21 empty] | SRM-36 | Anal. Observ. Report concerning AO-Matrices | ist unser report für AO?
| Plant | 1248 | Isoxaflutole | Isoxaflutole diketonitrile-metabolite (RPA 202248) | WD - Interest for Cumulative Risk Assessment | Annex III (cummulative) | Reg (EU) 2023/1069; Applicable from 22/06/2023 | Isoxaflutole (sum of isoxaflutole and its diketonitrile-metabolite, expressed as isoxaflutole) |  |  | SRM | SRM | No | Yes | 0.1 | 0.1 | 98.5 | 99 | 2 | 2 | 1 | [7 empty] | 0.05 | 0.05 | 111 | 111 |  | 1 | 1 | [21 empty] | SRM-36 | Anal. Observ. Report concerning AO-Matrices | ist unser report für AO?
| Plant | 269 | Kresoxim-Methyl | Kresoxim-Methyl | MACP - Plant (2024 ff) |  | Reg. (EU) 2020/856 Applicable from: 09/07/2020 | Kresoxim-methyl (R) | Obligatory | All (see 'Products to be sampled in 2024'-sheet) | MRM | MRM | Yes | Yes | 0.002 | 1 | 101 | 101 | 9 | 1849 | 14 | 0.01 | 0.25 | 96.5 | 95 | 8 | 51 | 2 | 0.01 | 0.05 | 77.4 | 82 | 15 | 23 | 1 | [15 empty] | FV2010-M1; FV2010-M4; FV2012-M7; FV2013-M8; FV2014-M11; FV2014-M12; FV2014-M15; FV2014-M16; FV2015-M17; FV2015-M18; FV2015-M19; FV2017-CEN; FV2017-M22; FV2018-M24; FV2018-M25; FV2018-M27; FV2019-M29; FV2019-M30; FV2019-M32; FV2019-M34; FV 2020-M42; FV 2020-M35; FV 2020-M37; FV 2020-M38; FV 2020-M39; FV 2021-M43 | Method Development, Method Validation, Analytical observation, HRAMS Database | CF-2; CF-11; CF-12; CF-14; CF-22; CF-27; CF-28; CF-31A; CF-33; CF-35; CF-36; CF-(S1-S9) | Method Validation; Method Validation; Method Validation; Method Validation; Method Validation; Method Validation; Method Validation; Method Validation; Method Validation; Method Validation; Method Validation; Screening Report
| Plant | 272 | Linuron | Linuron | MACP - Plant (2024 ff) |  | Reg. (EU) 2019/58 Applicable from: 04/08/2019 | Linuron | Obligatory | All (see 'Products to be sampled in 2024'-sheet) | MRM | MRM | Difficult | Yes | 0.001 | 2.5 | 101.8 | 102 | 11 | 1364 | 7 | 0.01 | 0.125 | 90.7 | 91 | 7 | 130 | 7 | 0.05 | 0.05 | 126 | 126 | 18 | 2 | 1 | [15 empty] | FV2010-M1; FV2010-M4; FV2012-M6; FV2012-M7; FV2014-M11; FV2014-M12; FV2014-M15; FV2014-M16; FV2015-M18; FV2015-M19; FV2017-CEN; FV2018-M24; FV2018-M28; FV2019-M29; FV2019-M30; FV2019-M31; FV2019-M32; FV2019-M34; FV 2020-M37; FV 2020-M38; FV 2020-M39; FV 2020-M42 | Method Development, Method Validation, HRAMS Database, Analytical observation | CF-12; CF-22; CF-26; CF-28; CF-31A; CF-33; CF-35; CF-36; CF-(S1-S9) | Method Validation; Method Validation; Method Validation; Method Validation; Method Validation; Method Validation; Method Validation; Method Validation; Screening Report
| Plant | 273 | Lufenuron | Lufenuron | MACP - Plant (2024 ff) |  | Reg. (EU) 2020/856 Applicable from: 09/07/2020 | Lufenuron (any ratio of constituent isomers) (F) | Obligatory | All (see 'Products to be sampled in 2024'-sheet) | MRM | MRM | No | Yes | 0.002 | 0.5 | 99 | 99 | 12 | 1090 | 9 | 0.01 | 0.125 | 92.9 | 95 | 11 | 36 | 3 | [22 empty] | FV2010-M1; FV2010-M4; FV2012-M7; FV2014-M12; FV2014-M16; FV2015-M18; FV2017-CEN; FV2018-M26; FV2019-M29; FV2019-M30; FV2019-M31; FV2019-M34; FV 2020-M37; FV 2020-M39; FV 2020-M42 | Method Development, Method Validation, HRAMS Database, Analytical observation | CF-6; CF-15; CF-21; CF-26; CF-31A; CF-32; CF-35; CF-36; CF-(S1-S9) | Method Validation; Method Validation; Method Validation; Method Validation; Method Validation; Method Validation; Method Validation; Method Validation; Screening Report
| Plant | 274 | Malathion | Malaoxon | MACP - Plant (2024 ff) |  | Regulation (EU) 2015/399; Applicable from: 03.04.2015 | Malathion (sum of malathion and malaoxon expressed as malathion) | Obligatory | All (see 'Products to be sampled in 2024'-sheet) | MRM | MRM | Difficult | Yes | 0.002 | 1 | 100.5 | 101 | 11 | 1457 | 14 | 0.01 | 0.375 | 98 | 99 | 9 | 150 | 8 | 0.01 | 0.05 | 90.9 | 91 | 8 | 27 | 1 | [15 empty] | FV2012-M6; FV2012-M7; FV2014-M16; FV2017-CEN; FV2017-M22; FV2018-M24; FV2018-M25; FV 2020-M35; FV 2020-M39 | Method Development, Method Validation, HRAMS Database | CF-1; CF-12; CF-22; CF-26; CF-28; CF-31A; CF-33; CF-35; CF-36; CF-(S1-S9) | Method Validation; Method Validation; Method Validation; Method Validation; Method Validation; Method Validation; Method Validation; Method Validation; Method Validation; Screening Report
| Plant | 275 | Malathion | Malathion | MACP - Plant (2024 ff) |  | Regulation (EU) 2015/399; Applicable from: 03.04.2015 | Malathion (sum of malathion and malaoxon expressed as malathion) | Obligatory | All (see 'Products to be sampled in 2024'-sheet) | MRM | MRM | Yes | Yes | 0.002 | 1 | 100.3 | 101 | 11 | 2696 | 19 | 0.01 | 0.375 | 96.2 | 96 | 8 | 151 | 7 | 0.01 | 0.05 | 80.5 | 82 | 10 | 24 | 1 | 0.005 | 0.05 | 96.1 | 96 | 7 | 32 | 1 | [8 empty] | FV2010-M1; FV2010-M4; FV2012-M6; FV2012-M7; FV2013-M8; FV2013-M10; FV2014-M11; FV2014-M12; FV2014-M15; FV2014-M16; FV2015-M17; FV2015-M19; FV2017-CEN; FV2017-M22; FV2018-M24; FV2018-M25; FV2018-M27; FV2019-M29; FV2019-M30; FV2019-M31; FV2019-M32; FV2019-M34; FV 2020-M35; FV 2020-M37; FV 2020-M38; FV 2020-M39; FV 2020-M42; FV 2021-M43 | Method Development, Method Validation, Analytical observation, HRAMS Database | CF-11; CF-12; CF-14; CF-22; CF-27; CF-28; CF-31A; CF-33; CF-35; CF-(S1-S9) | Method Validation; Method Validation; Method Validation; Method Validation; Method Validation; Method Validation; Method Validation; Method Validation; Method Validation; Screening Report
| Plant | 758 | Malathion | Malathion (sum) | MACP - Plant (2024 ff) |  | Regulation (EU) 2015/399; Applicable from: 03.04.2015 | Malathion (sum of malathion and malaoxon expressed as malathion) | Obligatory | All (see 'Products to be sampled in 2024'-sheet) |  | MRM | Difficult | Yes | [36 empty] | See single components |  | See single components
| Plant | 276 | Maleic hydrazide | Maleic hydrazide | WD - Plant (2024) | Annex II (Support requested from EURLs) | Reg. (EU) 2021/590; Applicable from: 03/05/2021 | Maleic hydrazide | 2B |  | SRM | SRM | No | Yes | [42 empty] | SRM-09 | Method Development; Method Validation
| Animal | 276 | Maleic hydrazide | Maleic hydrazide | WD - Animal (2024) | Annex II (Support requested from EURLs) | Reg. (EU) 2021/590; Applicable from: 03/05/2021 | Maleic hydrazide | 2B | Relevant for all commodities of animal origin. | SRM | SRM | No | Yes | [28 empty] | 0.02 | 0.05 | 103 | 103 | 11 | 10 | 1 | [7 empty] | SRM-25 | Method Validation
| Plant | 276 | Maleic hydrazide | Maleic hydrazide | MACP - Plant (2024 ff) |  | Reg. (EU) 2021/590; Applicable from: 03/05/2021 | Maleic hydrazide |  | It shall only be analysed in and on onions and potatoes in 2026. | SRM | SRM | No | Yes | [28 empty] | 0.02 | 0.05 | 103 | 103 | 11 | 10 | 1 | [7 empty] | SRM-09 | Method Development; Method Validation
| Plant | 916 | Mandipropamid | Mandipropamid | MACP - Plant (2024 ff) |  | Reg (EU) 2023/1069; Applicable from 22/06/2023 | Mandipropamid (any ratio of constituent isomers) | Obligatory | All (see 'Products to be sampled in 2024'-sheet) | MRM | MRM | Difficult | Yes | 0.002 | 0.24 | 102.6 | 103 | 9 | 684 | 9 | 0.01 | 0.125 | 99.4 | 99 | 9 | 88 | 5 | 0.05 | 0.05 | 98 | 98 | 20 | 2 | 1 | [15 empty] | FV2014-M11; FV2014-M15; FV2014-M16; FV2015-M18; FV2015-M19; FV2017-CEN; FV2018-M24; FV2019-M29; FV2019-M30; FV2019-M31; FV2019-M32; FV2019-M34; FV 2020-M37; FV 2020-M38; FV 2020-M39; FV 2020-M42 | Method Development, Method Validation, HRAMS Database, Analytical observation | CF-9; CF-28; CF-(S1-S9) | Method Validation; Method Validation; Screening Report
| Honey | 1778 | Matrine | Matrine | WD - Honey (2024) | Annex VII | - | _No specific RD established so far |  | Honey | SRM/MRM | SRM/MRM | Yes | Yes | [42 empty] | SRM-09 | Method Development; Method Validation
| Plant | 1778 | Matrine | Matrine | WD - Plant (2024) | Annex II (Support requested from EURLs) | - | _No specific RD established so far | 2B | Found in honey, chilli peppers, mandarins, tomatoes and lettuces, teas and aromatic herbs. According to information from the industry it might be found in pears, cucumbers and cabbages as well. | SRM/MRM | SRM/MRM | Yes | Yes | [42 empty] | SRM-09 | Method Development; Method Validation
| Honey | 1579 | Matrine | Oxymatrine | WD - Honey (2024) | Annex I (risk management support), Annex VII | - | _No specific RD established so far |  | Honey | SRM/MRM | SRM/MRM | Yes | Yes | [42 empty] | SRM-09 | Method Development; Method Validation
| Plant | 1579 | Matrine | Oxymatrine | WD - Plant (2024) | Annex II (Support requested from EURLs) | - | _No specific RD established so far | 2B | Found in honey, mandarins, tomatoes and lettuces, teas and aromatic herbs | SRM/MRM | SRM/MRM | Yes | Yes | [42 empty] | SRM-09 | Method Development; Method Validation
| Plant | 279 | MCPA | MCPA | WD - Interest for Cumulative Risk Assessment | Annex III (cummulative) | Reg. (EU) No 491/2014; Applicable from: 05.06.2014 | MCPA and MCPB (MCPA, MCPB including their salts, esters and conjugates expressed as MCPA) (F) (R) |  | especially relevant for aubergines, cultivated fungi, head cabbage, table grapes, lettuce, peaches, wheat, rye and strawberries,chamomile, berries, cherries, mint, thyme, lentils paprika powder and tea | MRM/SRM | SRM | No | Yes | 0.002 | 0.5 | 98.7 | 98 | 9 | 1719 | 11 | 0.01 | 0.125 | 90.5 | 88 | 14 | 36 | 2 | [24 empty] | CF-1 | Method Validation |  |  | SRM-43 | Anal. Observ. Report
| Plant | 1832 | MCPA | MCPA (Sum, following hydolysis) | WD - Interest for Cumulative Risk Assessment | Annex III (cummulative) | Reg. (EU) No 491/2014; Applicable from: 05.06.2014 | MCPA and MCPB (MCPA, MCPB including their salts, esters and conjugates expressed as MCPA) (F) (R) |  | especially relevant for aubergines, cultivated fungi, head cabbage, table grapes, lettuce, peaches, wheat, rye and strawberries,chamomile, berries, cherries, mint, thyme, lentils paprika powder and tea |  | SRM | No | Yes | [36 empty] | FV2019-M30; FV2019-M33; | Method Development, Method Validation |  |  |  |  | SRM-43 | Anal. Observ. Report
| Plant | 1688 | MCPA | MCPA/MCPB (Sum, following hydolysis) | WD - Interest for Cumulative Risk Assessment | Annex III (cummulative) | Reg. (EU) No 491/2014; Applicable from: 05.06.2014 | MCPA and MCPB (MCPA, MCPB including their salts, esters and conjugates expressed as MCPA) (F) (R) |  | especially relevant for aubergines, cultivated fungi, head cabbage, table grapes, lettuce, peaches, wheat, rye and strawberries,chamomile, berries, cherries, mint, thyme, lentils paprika powder and tea |  | SRM | No | Yes | [42 empty] | SRM-43 | Anal. Observ. Report
| Plant | 485 | MCPA | MCPB | WD - Interest for Cumulative Risk Assessment | Annex III (cummulative) | Reg. (EU) No 491/2014; Applicable from: 05.06.2014 | MCPA and MCPB (MCPA, MCPB including their salts, esters and conjugates expressed as MCPA) (F) (R) |  | especially relevant for aubergines, cultivated fungi, head cabbage, table grapes, lettuce, peaches, wheat, rye and strawberries,chamomile, berries, cherries, mint, thyme, lentils paprika powder and tea | MRM/SRM | SRM | No | Yes | 0.002 | 0.5 | 101.4 | 102 | 10 | 1356 | 8 | 0.01 | 0.125 | 93 | 93 | 9 | 37 | 2 | [22 empty] | FV2019-M33; | Method Validation |  |  |  |  | SRM-43 | Anal. Observ. Report
| Plant | 1833 | MCPA | MCPB (Sum, following hydolysis) | WD - Interest for Cumulative Risk Assessment | Annex III (cummulative) | Reg. (EU) No 491/2014; Applicable from: 05.06.2014 | MCPA and MCPB (MCPA, MCPB including their salts, esters and conjugates expressed as MCPA) (F) (R) |  | especially relevant for aubergines, cultivated fungi, head cabbage, table grapes, lettuce, peaches, wheat, rye and strawberries,chamomile, berries, cherries, mint, thyme, lentils paprika powder and tea |  | SRM | No | Yes | 0.002 | 0.5 | 101.4 | 102 | 10 | 1356 | 8 | 0.01 | 0.125 | 93 | 93 | 9 | 37 | 2 | [28 empty] | SRM-43 | Anal. Observ. Report
| Animal | 1640 | Mefentrifluconazole | Mefentrifluconazole | WD - Animal (2024) | Annex II (Support requested from EURLs) | Reg. (EU) 2021/590; Applicable from: 03/05/2021 | Mefentrifluconazole | 1A |  | MRM | MRM | Yes | Yes
| Plant | 1640 | Mefentrifluconazole | Mefentrifluconazole | WD - Plant (2024) | Annex II (Support requested from EURLs) | Reg. (EU) 2021/590; Applicable from: 03/05/2021 | Mefentrifluconazole | 1A | Relevant for pome fruits and stone fruits. | MRM | MRM | Yes | Yes | [38 empty] | CF-32 | Method Validation
| Plant | 284 | Mepanipyrim | Mepanipyrim | MACP - Plant (2024 ff) |  | Reg. (EU) 2016/486; Applicable from: 26/04/2016 | Mepanipyrim | Obligatory | All (see 'Products to be sampled in 2024'-sheet) | MRM | MRM | Yes | Yes | 0.002 | 0.2 | 100.3 | 100 | 10 | 1763 | 13 | 0.01 | 0.125 | 81.8 | 83 | 10 | 88 | 5 | 0.05 | 0.05 | 100.5 | 100 | 6 | 4 | 1 | 0.05 | 0.25 | 93.5 | 96 | 20 | 32 | 1 | [8 empty] | FV2010-M1; FV2010-M4; FV2012-M6; FV2012-M7; FV2014-M12; FV2015-M18; FV2017-CEN; FV2015-M19; FV2017-M22; FV2018-M24; FV2018-M25; FV2019-M29; FV2019-M30; FV2019-M31; FV2019-M32; FV2019-M34; FV 2020-M35; FV 2020-M37; FV 2020-M38; FV 2020-M39; FV 2020-M42; FV 2021-M43 | Method Development, Method Validation, HRAMS Database, Analytical Observation | CF-6; CF-15; CF-21; CF-22; CF-26; CF-27; CF-28; CF-31A; Cf-33; CF-35; CF-36; CF-(S1-S9) | Method Validation; Method Validation; Method Validation; Method Validation; Method Validation; Method Validation; Method Validation; Method Validation; Method Validation; Method Validation; Method Validation; Screening Report
Added 10/23 | Animal | 285 | Mepiquat | Mepiquat | MACP - Animal (2024 ff) |  | Reg. (EU) 2021/976; Applicable from: 01/07/2021 | Mepiquat (sum of mepiquat and its salts, expressed as mepiquat chloride) | Obligatory | All (see 'Products to be sampled in 2024'-sheet) | SRM | SRM | No | Yes | [28 empty] | 0.01 | 0.05 | 99.9 | 100 | 9 | 99 | 10 | [7 empty] | SRM-08; SRM-25 | Method Validation
| Plant | 285 | Mepiquat | Mepiquat | MACP - Plant (2024 ff) |  | Reg. (EU) 2021/976; Applicable from: 01/07/2021 | Mepiquat (sum of mepiquat and its salts, expressed as mepiquat chloride) | Obligatory (certain commodities) | It shall only be analysed in and on cultivated fungi and wheat in 2024; in and on barley and oats in 2025; in and on pears, rye and brown rice in 2026. | SRM | SRM | No | Yes | [28 empty] | 0.01 | 0.442 | 99.7 | 99 | 10 | 655 | 12 | [7 empty] | SRM-08; SRM-09 | Method Development; Method Validation
| Plant | 285 | Mepiquat | Mepiquat | WD - Plant (2024) | Annex I (risk management support) | Reg. (EU) 2021/976; Applicable from: 01/07/2021 | Mepiquat (sum of mepiquat and its salts, expressed as mepiquat chloride) | 2B | information needed on cultivated mushrooms; also relevant for cereals, fresh and dried sweet- and chili peppers, potatoes and pome fruits. | SRM | SRM | No | Yes | [42 empty] | SRM-08; SRM-09 | Method Development; Method Validation
| Plant | 285 | Mepiquat | Mepiquat | WD - Honey (2024) |  | Reg. (EU) 2021/976; Applicable from: 01/07/2021 | Mepiquat (sum of mepiquat and its salts, expressed as mepiquat chloride) |  | Honey | SRM | SRM | No | Yes | [42 empty] | SRM-08; SRM-09 | Method Development; Method Validation
| Plant | 1234 | Meptyldinocap | 2,4-DNOP-6-(1-Methyl Heptyl) | WD - Plant (2024) | Annex II (Support requested from EURLs) | Reg.(EU) 2021/1864; Applicable from: 14/05/2022 | Meptyldinocap (sum of 2,4 DNOPC and 2,4 DNOP expressed as meptyldinocap) |  | Especially relevant for melons, strawberries, table grapes and wine. | MRM | MRM/SRM | Yes | Yes | [42 empty] | SRM-47 | Analytical Observation Report Method Validation
| Plant | 908 | Meptyldinocap | Meptyldinocap (a.k.a. 2,4-DNOPC) | WD - Plant (2024) | Annex II (Support requested from EURLs) | Reg.(EU) 2021/1864; Applicable from: 14/05/2022 | Meptyldinocap (sum of 2,4 DNOPC and 2,4 DNOP expressed as meptyldinocap) |  | Especially relevant for melons, strawberries, table grapes and wine. | MRM | MRM/SRM | Yes | Yes | 0.02 | 0.1 | 86.1 | 85 | 7 | 5 | 1 | [29 empty] | FV2015-M18; FV2019-M30; FV2019-M33; FV 2020-M39; FV 2020-M42 | Method Development, Method Validation, Analytical observation | CF-16 | Method Validation |  |  | SRM-47 | Analytical Observation Report Method Validation
| Plant | 2161 | Meptyldinocap | 2,4-DNOP-6-(1-Methyl Heptyl) (sum, after hydrolysis) | WD - Plant (2024) | Annex II (Support requested from EURLs) | Reg.(EU) 2021/1864; Applicable from: 14/05/2022 | Meptyldinocap (sum of 2,4 DNOPC and 2,4 DNOP expressed as meptyldinocap) |  | Especially relevant for melons, strawberries, table grapes and wine. | MRM/SRM | MRM/SRM | Yes | Yes | [42 empty] | SRM-47 | Analytical Observation Report Method Validation
| Plant | 1240 | Meptyldinocap | Meptyldinocap (sum) | WD - Plant (2024) | Annex II (Support requested from EURLs) | Reg.(EU) 2021/1864; Applicable from: 14/05/2022 | Meptyldinocap (sum of 2,4 DNOPC and 2,4 DNOP expressed as meptyldinocap) |  | Especially relevant for melons, strawberries, table grapes and wine. |  | MRM/SRM | Yes | Yes | [42 empty] | SRM-47 | Analytical Observation Report Method Validation
| Animal | 1883 | Mercury Compounds | Mercury compounds | Removed from 2022 WD - Animal onwards | Annex II (Support requested from EURLs) | Reg. (EU) 2018/73 Applicable from: 07/02/2018 | Mercury compounds (sum of mercury compounds expressed as mercury) | 1A | Relevant for liver | MRM | MRM | No | No
| Plant | 1883 | Mercury Compounds | Mercury compounds | Removed from 2022 WD - Plants onwards | Annex II (Support requested from EURLs) | Reg. (EU) 2018/73 Applicable from: 07/02/2018 | Mercury compounds (sum of mercury compounds expressed as mercury) | 1A | biquitous with local anthropogenic hotspots, according to MACP-finding list the following matrices were positive: Grapes, lettuces, pears, cultivated fungi, sweet peppers, rice, tomatoes. | MRM | MRM | No | No
| Animal | 1705 | Metaflumizone | Metaflumizone (E-isomer) | WD - Animal (2024) | Annex IV (few findings) | Reg. (EU) 2022/1324 Applicable from 18/08/2022 | Metaflumizone (sum of E- and Z- isomers) | 1A | Relevant for swine muscle, poultry muscle and eggs | MRM | MRM | No | Yes | [40 empty] | AO-M06; AO-M07; AO-M11; AO-M13 | Method Development
| Animal | 909 | Metaflumizone | Metaflumizone (sum) | WD - Animal (2024) | Annex IV (few findings) | Reg. (EU) 2022/1324 Applicable from 18/08/2022 | Metaflumizone (sum of E- and Z- isomers) | 1A | Relevant for swine muscle, poultry muscle and eggs |  | MRM | [42 empty] | AO-M06; AO-M07; AO-M11; AO-M13; AO-M27 | Method Development; Method Validation
| Plant | 1705 | Metaflumizone | Metaflumizone (E-isomer) | MACP - Plant (2024 ff) |  | Reg. (EU) 2022/1324 Applicable from 18/08/2022 | Metaflumizone (sum of E- and Z- isomers) | Obligatory | All (see 'Products to be sampled in 2024'-sheet) | MRM | MRM | No | Yes | [36 empty] | FV 2020-M42 | Analytical observation, Method development
| Animal | 1704 | Metaflumizone | Metaflumizone (Z-isomer) | WD - Animal (2024) | Annex IV (few findings) | Reg. (EU) 2022/1324 Applicable from 18/08/2022 | Metaflumizone (sum of E- and Z- isomers) | 1A | Relevant for swine muscle, poultry muscle and eggs | MRM | MRM | No | Yes | [40 empty] | AO-M06; AO-M07; AO-M11; AO-M13 | Method Development
| Plant | 909 | Metaflumizone | Metaflumizone (sum) | MACP - Plant (2024 ff) |  | Reg. (EU) 2022/1324 Applicable from 18/08/2022 | Metaflumizone (sum of E- and Z- isomers) | Obligatory | All (see 'Products to be sampled in 2024'-sheet) |  | MRM | [38 empty] | FV2010-M4; FV2017-CEN; FV2018-M24; FV2019-M30; FV2019-M31; FV2019-M33; FV2019-M34; FV 2020-M38; FV 2020-M39; FV 2020-M41 | Method Development, Method Validation, HRAMS Database, Analytical observation | CF-22; CF-28; CF-31A; Cf-33; CF-35; CF-36; CF-(S1-S9) | Method Validation; Method Validation; Method Validation; Method Validation; Method Validation; Method Validation; Screening Report
| Plant | 1704 | Metaflumizone | Metaflumizone (Z-isomer) | MACP - Plant (2024 ff) |  | Reg. (EU) 2022/1324 Applicable from 18/08/2022 | Metaflumizone (sum of E- and Z- isomers) | Obligatory | All (see 'Products to be sampled in 2024'-sheet) | MRM | MRM | No | Yes | [36 empty] | FV 2020-M42 | Analytical observation, Method development
| Plant | 763 | Metalaxyl | Metalaxyl (incl. M) | MACP - Plant (2024 ff) |  | Reg. (EU) 2017/1164; Applicable from: 21/01/2018 | Metalaxyl and metalaxyl-M (metalaxyl including other mixtures of constituent isomers including metalaxyl-M (sum of isomers)) (R) | Obligatory | All (see 'Products to be sampled in 2024'-sheet) | MRM | MRM | Yes | Yes | 0.002 | 1 | 99.4 | 99 | 9 | 2266 | 18 | 0.01 | 0.125 | 96.4 | 97 | 7 | 106 | 7 | 0.05 | 0.05 | 102 | 102 | 3 | 2 | 1 | [15 empty] | FV2010-M1; FV2010-M3; FV2010-M4; FV2012-M6; FV2012-M7; FV2013-M8; FV2013-M10; FV2014-M11; FV2014-M12; FV2014-M16; FV2015-M17; FV2015-M18; FV2015-M19; FV2017-CEN; FV2017-M22; FV2018-M24; FV2018-M25; FV2019-M29; FV2019-M30; FV2019-M31; FV2019-M32; FV2019-M34; FV 2020-M35; FV 2020-M37; FV 2020-M38; FV 2020-M39; FV 2020-M42; FV 2021-M43 | Method Development, Method Validation, HRAMS Database, Analytical Observation | CF-15; CF-22; CF-26; CF-28; CF-31A; Cf-33 | Method Validation; Method Validation; Method Validation; Method Validation; Method Validation; Method Validation
| Plant | 289 | Metaldehyde | Metaldehyde | WD - Plant (2024) | Annex II (Support requested from EURLs) | Reg. (EU) 2023/1719; Applicable from: 27/09/2023 | Metaldehyde | 1A | Found in leafy vegetables and strawberries. | MRM | MRM | No | Yes
| Plant | 290 | Metamitron | Metamitron | WD - Plant (2024) |  | Reg. (EU) 2021/644; Applicable from: 10/11/2021 | Metamitron | 1A | Relevant for spinaches, cauliflowers, broccoli, head cabbages, barley and strawberries. | MRM | MRM | Yes | Yes | [36 empty] | M45 M46 M48 M49 | Anal. Observ. Report Method validation Anal. Observ. Report Method validation | CF-9 CF-28 | Method validation Method validation
| Plant | 1773 | Metazachlor | Metazachlor (sum) | WD - Plant (2024) | Annex II (Support requested from EURLs) | Reg. (EU) 2023/377; Applicable from 14/09/2023 | Metazachlor (Sum of metabolites 479M04, 479M08 and 479M16, expressed as metazachlor)(R) | 1A | Findings reported in all types of Brassica crops including head cabbages, also in spinaches, leeks and wheat. |  | MRM
| Plant | 1615 | Metazachlor | 479M04 | WD - Plant (2024) | Annex II (Support requested from EURLs) | Reg. (EU) 2023/377; Applicable from 14/09/2023 | Metazachlor (Sum of metabolites 479M04, 479M08 and 479M16, expressed as metazachlor)(R) | 1A | Findings reported in all types of Brassica crops including head cabbages, also in spinaches, leeks and wheat. | MRM | MRM | No | Yes
| Plant | 1616 | Metazachlor | 479M08 | WD - Plant (2024) | Annex II (Support requested from EURLs) | Reg. (EU) 2023/377; Applicable from 14/09/2023 | Metazachlor (Sum of metabolites 479M04, 479M08 and 479M16, expressed as metazachlor)(R) | 1A | Findings reported in all types of Brassica crops including head cabbages, also in spinaches, leeks and wheat. | MRM | MRM | No | Yes
| Plant | 1617 | Metazachlor | 479M16 | WD - Plant (2024) | Annex II (Support requested from EURLs) | Reg. (EU) 2023/377; Applicable from 14/09/2023 | Metazachlor (Sum of metabolites 479M04, 479M08 and 479M16, expressed as metazachlor)(R) | 1A | Findings reported in all types of Brassica crops including head cabbages, also in spinaches, leeks and wheat. | MRM | MRM | No | Yes
| Plant | 291 | Metazachlor | Metazachlor | WD - Plant (2024) | Annex II (Support requested from EURLs) | Reg. (EU) 2023/377; Applicable from 14/09/2023 | Metazachlor (Sum of metabolites 479M04, 479M08 and 479M16, expressed as metazachlor)(R) | 1A | Findings reported in all types of Brassica crops including head cabbages, also in spinaches, leeks and wheat. | MRM | MRM | Yes | Yes | [38 empty] | CF-13 CF-24 CF-25 CF-28 | Method validation Method validation Method validation Method validation
| Animal | 291 | Metazachlor | Metazachlor | WD - Animal (2024) | Annex IV (few findings) | Reg. (EU) 2023/377; Applicable from 14/09/2023 | Metazachlor - code 1000000, except 1040000: Sum of metazachlor and its metabolites containing the 2,6-dimethylaniline moiety, expressed as metazachlor | 2A | Relevant for liver and kidney of swine and ruminants | MRM | SRM | Yes | Yes | [40 empty] | AO-M05; AO-M06; AO-M12 | Method Development; Method Validation
| Animal | 1689 | Metazachlor | Metazachlor (sum, following hydrolysis to 2,6-Dimethylaniline) | WD - Animal (2024) | Annex IV (few findings) | Reg. (EU) 2023/377; Applicable from 14/09/2023 | Metazachlor - code 1000000, except 1040000: Sum of metazachlor and its metabolites containing the 2,6-dimethylaniline moiety, expressed as metazachlor | 2A | Relevant for liver and kidney of swine and ruminants |  | SRM | Difficult | Yes
| Plant | 292 | Metconazole | Metconazole | WD - Interest for Cumulative Risk Assessment | Annex III (cummulative) | Reg. (EU) 2016/1902; Applicable from: 24/11/2016 | Metconazole (sum of isomers) (F) |  | especially relevant for cereals | MRM | MRM | Difficult | Yes | 0.002 | 0.5 | 98 | 99 | 11 | 476 | 5 | 0.01 | 0.125 | 87.7 | 88 | 6 | 35 | 2 | 0.05 | 0.05 | 102 | 102 | 3 | 2 | 1 | [15 empty] | FV2010-M1; FV2010-M4; FV2012-M6; FV2012-M7; FV2014-M11; FV2014-M15; FV2014-M16; FV2015-M17; FV2015-M18; FV2015-M19; FV2017-CEN; FV2017-M22; FV2018-M24; FV2018-M25; FV2018-M26; FV2019-M30; FV2019-M31; FV2019-M32; FV2019-M33; FV2019-M34; FV 2020-M35; FV 2020-M38; FV 2020-M39; FV 2020-M42; FV 2021-M43 | Method Development, Method Validation, HRAMS Database, Analytical Observation | CF-11; CF-12; CF-22; CF-27; CF-28; CF-31A; Cf-33; CF-35; CF-36; CF-(S1-S9) | Method Validation; Method Validation; Method Validation; Method Validation; Method Validation; Method Validation; Method Validation; Method Validation; Method Validation; Screening Report
| Plant | 293 | Methamidophos | Methamidophos | MACP - Plant (2024 ff) |  | Reg. (EU) No 899/2012; Applicable from: 26.04.2013 | Methamidophos | Obligatory | All (see 'Products to be sampled in 2024'-sheet) | MRM | MRM | Difficult | Yes | 0.001 | 0.5 | 80.8 | 81 | 14 | 1220 | 14 | 0.01 | 0.1 | 91 | 91 | 10 | 42 | 3 | 0.05 | 0.05 | 76.5 | 77 | 8 | 2 | 1 | [15 empty] | FV2010-M1; FV2012-M7; FV2013-M10; FV2014-M11; FV2014-M12; FV2014-M16; FV2015-M18; FV2017-CEN; FV2017-M22; FV2018-M24; FV2018-M25; FV2018-M28; FV2019-M29; FV2019-M30; FV2019-M31; FV2019-M32; FV2019-M34; FV 2020-M37; FV 2020-M38; FV 2020-M39; FV 2020-M42 | Method Development, Method Validation, HRAMS Database, Analytical observation | CF-21; CF-22; CF-28; CF-31A; CF-35; CF-36; CF-(S1-S9) | Method Validation; Method Validation; Method Validation; Method Validation; Method Validation; Method Validation; Screening Report
| Animal | 295 | Methidathion | Methidathion | WD - Animal (2024) | Annex IV (few findings) | Reg. (EU) No 310/2011; Applicable from: 21.10.2011 | Methidathion | 1A | Relevant for animal fat, muscle, milk and eggs | MRM | MRM | Yes | Yes | [40 empty] | AO-M02; AO-M14; AO-M15; AO-M27; AO-M32; AO-M35 | Method Development; Method Validation
| Plant | 295 | Methidathion | Methidathion | MACP - Plant (2024 ff) |  | Reg. (EU) No 310/2011; Applicable from: 21.10.2011 | Methidathion | Obligatory | All (see 'Products to be sampled in 2024'-sheet) | MRM | MRM | Yes | Yes | 0.001 | 1 | 98 | 97 | 11 | 1018 | 16 | 0.01 | 0.125 | 91.1 | 92 | 9 | 122 | 8 | 0.05 | 0.05 | 108 | 108 | 11 | 2 | 1 | 0.01 | 0.1 | 96.5 | 97 | 9 | 32 | 1 | [8 empty] | FV2010-M1; FV2010-M4; FV2012-M6; FV2012-M7; FV2013-M8; FV2013-M10; FV2014-M11; FV2014-M12; FV2014-M15; FV2014-M16; FV2015-M17; FV2015-M18; FV2015-M19; FV2017-CEN; FV2017-M22; FV2018-M24; FV2018-M25; FV2018-M28; FV2019-M29; FV2019-M30; FV2019-M31; FV2019-M32; FV2019-M34; FV 2020-M35; FV 2020-M37; FV 2020-M38; FV 2020-M42; FV 2021-M43 | Method Development, Method Validation, HRAMS Database, Analytical Observation | CF-2; CF-21; CF-22; CF-27; CF-28; CF-31A; Cf-33; CF-35; CF-36; CF-(S1-S9) | Method Validation; Method Validation; Method Validation; Method Validation; Method Validation; Method Validation; Method Validation; Method Validation; Method Validation; Screening Report
| Plant | 296 | Methiocarb | Methiocarb | MACP - Plant (2024 ff) |  | Reg. (EU) 2021/155; Applicable from: 02/09/2021 | Methiocarb (sum of methiocarb and methiocarb sulfoxide and sulfone, expressed as methiocarb) | Obligatory | All (see 'Products to be sampled in 2024'-sheet) | MRM | MRM/SRM | Difficult | Yes | 0.002 | 0.25 | 100.6 | 100 | 11 | 1602 | 15 | 0.01 | 0.125 | 95 | 93 | 7 | 44 | 3 | 0.05 | 0.05 | 104 | 104 | 1 | 2 | 1 | [15 empty] | FV2010-M1; FV2010-M4; FV2012-M6; FV2012-M7; FV2013-M8; FV2013-M10; FV2014-M11; FV2014-M12; FV2014-M15; FV2014-M16; FV2015-M17; FV2015-M18; FV2015-M19; FV2017-CEN; FV2017-M22; FV2018-M24; FV2018-M25; FV2019-M29; FV2019-M30; FV2019-M31; FV2019-M32; FV2019-M34; FV 2020-M35; FV 2020-M37; FV 2020-M38; FV 2020-M39; FV 2020-M42; FV 2021-M43 | Method Development, Method Validation, HRAMS Database, Analytical Observation | CF-15; CF-21; CF-22; CF-26; CF-28; CF-31A; CF-35; CF-36; CF-(S1-S9) | Method Validation; Method Validation; Method Validation; Method Validation; Method Validation; Method Validation; Method Validation; Method Validation; Screening Report
| Plant | 714 | Methiocarb | Methiocarb (sum) | MACP - Plant (2024 ff) |  | Reg. (EU) 2021/155; Applicable from: 02/09/2021 | Methiocarb (sum of methiocarb and methiocarb sulfoxide and sulfone, expressed as methiocarb) | Obligatory | All (see 'Products to be sampled in 2024'-sheet) |  | MRM/SRM | No | Yes | [36 empty] | See single components |  | See single components
| Plant | 649 | Methiocarb | Methiocarb-Sulfone | MACP - Plant (2024 ff) |  | Reg. (EU) 2021/155; Applicable from: 02/09/2021 | Methiocarb (sum of methiocarb and methiocarb sulfoxide and sulfone, expressed as methiocarb) | Obligatory | All (see 'Products to be sampled in 2024'-sheet) | MRM/SRM | MRM/SRM | Difficult | Yes | 0.001 | 0.4 | 92 | 91 | 15 | 837 | 11 | 0.01 | 0.125 | 94.4 | 96 | 10 | 73 | 5 | 0.05 | 0.05 | 86 | 86 |  | 1 | 1 | [15 empty] | FV2010-M4; FV2012-M6; FV2012-M7; FV2013-M8; FV2014-M12; FV2014-M15; FV2014-M16; FV2015-M17; FV2015-M19; FV2017-CEN; FV2017-M22; FV2018-M25; FV2018-M27; FV2019-M29; FV2019-M30; FV2019-M31; FV2019-M32; FV2019-M34; FV 2020-M39; FV 2020-M42 | Method Development, Method Validation, Analytical observation, HRAMS Database | CF-1; CF-15; CF-21; CF-22; CF-28; CF-31A; CF-33; CF-35; CF-(S1-S9) | Method Validation; Method Validation; Method Validation; Method Validation; Method Validation; Method Validation; Method Validation; Method Validation; Screening Report
| Plant | 648 | Methiocarb | Methiocarb-Sulfoxide | MACP - Plant (2024 ff) |  | Reg. (EU) 2021/155; Applicable from: 02/09/2021 | Methiocarb (sum of methiocarb and methiocarb sulfoxide and sulfone, expressed as methiocarb) | Obligatory | All (see 'Products to be sampled in 2024'-sheet) | MRM/SRM | MRM/SRM | Difficult | Yes | 0.001 | 0.4 | 94 | 93 | 11 | 995 | 14 | 0.01 | 0.1 | 93.3 | 95 | 10 | 108 | 8 | 0.05 | 0.05 | 78.5 | 79 | 25 | 2 | 1 | [15 empty] | FV2010-M4; FV2012-M6; FV2012-M7; FV2013-M8; FV2014-M12; FV2014-M15; FV2014-M16; FV2015-M18; FV2015-M19; FV2017-CEN; FV2018-M24; FV2019-M29; FV2019-M30; FV2019-M31; FV2019-M32; FV2019-M34; FV 2020-M42; FV 2020-M38; FV 2020-M39 | Method Development, Method Validation, HRAMS Database, Analytical observation | CF-15; CF-21; CF-22; CF-28; CF-31A; CF-33; CF-35 | Method Validation; Method Validation; Method Validation; Method Validation; Method Validation; Method Validation; Method Validation; Method Validation
| Plant | 297 | Methomyl | Methomyl | MACP - Plant (2024 ff) |  | Reg. (EU) 2016/1822; Applicable from: 07/05/2017 | Methomyl | Obligatory | All (see 'Products to be sampled in 2024'-sheet) | MRM | MRM | Difficult | Yes | 0.001 | 2.5 | 93.6 | 93 | 13 | 1183 | 11 | 0.01 | 0.1 | 92 | 94 | 13 | 47 | 4 | 0.05 | 0.05 | 95.5 | 96 | 4 | 2 | 1 | [15 empty] | FV2010-M1; FV2010-M4; FV2012-M6; FV2012-M7; FV2013-M8; FV2014-M15; FV2014-M16; FV2015-M18; FV2017-CEN; FV2018-M24; FV2019-M29; FV2019-M30; FV2019-M31; FV2019-M32; FV2019-M34; FV 2020-M37; FV 2020-M38; FV 2020-M39; FV 2020-M42 | Method Development, Method Validation, HRAMS Database, Analytical observation | CF-12; CF-26; CF-28; CF-31A; CF-32; CF-33; CF-(S1-S9) | Method Validation; Method Validation; Method Validation; Method Validation; Method Validation; Method Validation; Screening Report
| Animal | 298 | Methoxychlor | Methoxychlor | MACP - Animal (2024 ff) |  | Reg. (EC) No 149/2008 Applicable from: 01/09/2008 | Methoxychlor (F) | Obligatory | All (see 'Products to be sampled in 2024'-sheet) | MRM | MRM | Yes | No | [40 empty] | AO-M14; AO-M15; AO-M12; AO-M25; AO-M33; AO-M34; AO-M36 | Method Development; Method Validation
| Plant | 536 | Methoxyfenozide | Methoxyfenozide | MACP - Plant (2024 ff) |  | Reg (EU) 2023/1069; Applicable from 22/06/2023 | Methoxyfenozide (F) | Obligatory | All (see 'Products to be sampled in 2024'-sheet) | MRM | MRM | Difficult | Yes | 0.002 | 0.5 | 102 | 102 | 10 | 1595 | 12 | 0.01 | 0.125 | 96.3 | 95 | 8 | 113 | 5 | 0.05 | 0.05 | 103.5 | 104 | 2 | 2 | 1 | [15 empty] | FV2010-M1; FV2010-M4; FV2012-M7; FV2014-M11; FV2014-M15; FV2014-M16; FV2015-M18; FV2015-M19; FV2017-CEN; FV2018-M24; FV2019-M29; FV2019-M30; FV2019-M31; FV2019-M32; FV2019-M34; FV 2020-M37; FV 2020-M38; FV 2020-M39; FV 2020-M42 | Method Development, Method Validation, HRAMS Database, Analytical observation | CF-6; CF-22; CF-28; CF-31A; CF-35; CF-36; CF-(S1-S9) | Method Validation; Method Validation; Method Validation; Method Validation; Method Validation; Method Validation; Screening Report
| Plant | 301 | Metobromuron | Metobromuron | WD - Plant (2024) | Annex II (Support requested from EURLs) | Reg. (EU) 2023/173; Applicable from 16/08/2023 | Sum of metobromuron and 4-bromophenylurea, expressed as metobromuron | 1A | Relevant for spinaches, lamb’s lettuces and potatoes. | MRM | MRM | No | Yes | [36 empty] | M45 M46 M48 M49 | Anal. Observ. Report Method validation Anal. Observ. Report Method validation | CF-16 CF-24 CF-25 CF-28 | Method validation Method validation Method validation Method validation
| Plant | 1836 | Metobromuron | 4-Bromophenylurea | WD - Plant (2024) |  | Reg. (EU) 2023/173; Applicable from 16/08/2023 | Sum of metobromuron and 4-bromophenylurea, expressed as metobromuron | 1A | Relevant for spinaches, lamb’s lettuces and potatoes. | MRM | MRM | No | Yes | [44 empty] | Validation at 0.005 mg/kg for all PO matrix groups succesful; also milk and liver at 0.005 mg/kg succesful
| Plant | N/A | Metobromuron | Metobromuron (sum) | WD - Plant (2024) |  | Reg. (EU) 2023/173; Applicable from 16/08/2023 | Sum of metobromuron and 4-bromophenylurea, expressed as metobromuron | 1A | Relevant for spinaches, lamb’s lettuces and potatoes. |  | MRM
| Plant | 720 | Metrafenone | Metrafenone | MACP - Plant (2024 ff) |  | Reg. (EU) 2018/687; Applicable from: 05/06/2018 | Metrafenone (F) | Obligatory | All (see 'Products to be sampled in 2024'-sheet) | MRM | MRM | Yes | Yes | [36 empty] | FV 2020-M37; FV 2020-M38; FV 2020-M39; FV 2020-M42 | Analytical observation, Method development, Method Validation | CF-13; CF-25; CF-28 | Method Validation; Method Validation; Method Validation
| Plant | 537 | Milbemectin | Milbemectin (sum) | WD - Interest for Cumulative Risk Assessment | Annex III (cummulative) | Reg. (EU) No 1317/2013; Applicable from: 06.07.2014 | Milbemectin (sum of milbemycin A4 and milbemycin A3, expressed as milbemectin) |  | relevant for strawberries |  | MRM/SRM | No | Yes | [44 empty] | sollen wir die Abamectin observation akualisieren und auch emamectin aufnehmen?
| Plant | 905 | Milbemectin | Milbemycin A3 | WD - Interest for Cumulative Risk Assessment | Annex III (cummulative) | Reg. (EU) No 1317/2013; Applicable from: 06.07.2014 | Milbemectin (sum of milbemycin A4 and milbemycin A3, expressed as milbemectin) |  | relevant for strawberries | MRM/SRM | MRM/SRM | No | Yes | 0.005 | 0.05 | 102 | 97 | 19 | 104 | 2 | 0.02 | 0.1 | 95 | 154 | 152 | 6 | 2 | 0.05 | 0.05 | 96 | 96 |  | 1 | 1 | [23 empty] | sollen wir die Abamectin observation akualisieren und auch emamectin aufnehmen?
| Plant | 906 | Milbemectin | Milbemycin A4 | WD - Interest for Cumulative Risk Assessment | Annex III (cummulative) | Reg. (EU) No 1317/2013; Applicable from: 06.07.2014 | Milbemectin (sum of milbemycin A4 and milbemycin A3, expressed as milbemectin) |  | relevant for strawberries | MRM/SRM | MRM/SRM | No | Yes | 0.005 | 0.1 | 101 | 101 | 17 | 122 | 3 | 0.02 | 0.1 | 75.4 | 69 | 20 | 6 | 2 | 0.05 | 0.05 | 78 | 78 |  | 1 | 1 | [23 empty] | sollen wir die Abamectin observation akualisieren und auch emamectin aufnehmen?
| Plant | 307 | Molinate | Molinate | WD - Interest for Cumulative Risk Assessment | Annex III (cummulative) | Reg. (EU) 2019/91 Applicable from: 13/08/2019 | Molinate |  | especially relevant for carrots | MRM | MRM | Yes | Yes | 0.05 | 0.1 | 114 | 114 | 10 | 7 | 1 | 0.05 | 0.05 | 68 | 68 |  | 1 | 1 | 0.05 | 0.05 | 94 | 94 |  | 1 | 1 | [15 empty] | FV2012-M7; FV2017-M22; FV2018-M25; FV2018-M26; FV2018-M28; FV2019-M33; FV2019-M34; FV 2020-M35; FV 2021-M43 | Method Development, Method Validation, HRAMS Database | CF-2; CF-28; CF-(S1-S9) | Method Validation; Method Validation; Screening Report
| Plant | 308 | Monocrotophos | Monocrotophos | MACP - Plant (2024 ff) |  | Reg. (EU) No 899/2012; Applicable from: 26.04.2013 | Monocrotophos | Obligatory | All (see 'Products to be sampled in 2024'-sheet) | MRM | MRM | Difficult | Yes | 0.001 | 0.3 | 91.2 | 90 | 14 | 1151 | 11 | 0.01 | 0.1 | 95 | 94 | 7 | 52 | 4 | 0.05 | 0.05 | 93 | 93 | 2 | 3 | 1 | [15 empty] | FV2010-M1; FV2010-M4; FV2012-M6; FV2012-M7; FV2013-M8; FV2014-M11; FV2014-M12; FV2014-M16; FV2015-M18; FV2015-M19; FV2017-CEN; FV2018-M24; FV2018-M28; FV2019-M29; FV2019-M30; FV2019-M31; FV2019-M32; FV2019-M34; FV 2020-M37; FV 2020-M38; FV 2020-M39; FV 2020-M42 | Method Development, Method Validation, HRAMS Database, Analytical observation | CF-1; CF-21; CF-26; CF-28 CF-31A; CF-32; CF-33; CF-35; CF-36; CF-(S1-S9) | Method Validation; Method Validation; Method Validation; Method Validation; Method Validation; Method Validation; Method Validation; Method Validation; Method Validation; Screening Report
| Plant | 309 | Myclobutanil | Myclobutanil | MACP - Plant (2024 ff) |  | Reg. (EU) 2020/770; Applicable from: 02/01/2021 | Myclobutanil (sum of constituent isomers) | Obligatory | All (see 'Products to be sampled in 2024'-sheet) | MRM | MRM | Yes | Yes | 0.002 | 1.24 | 100.1 | 99 | 10 | 1672 | 15 | 0.01 | 0.125 | 95.2 | 95 | 8 | 127 | 6 | 0.01 | 0.05 | 76.8 | 82 | 12 | 24 | 1 | 0.025 | 0.125 | 92.2 | 91 | 10 | 46 | 1 | [8 empty] | FV2010-M1; FV2010-M4; FV2012-M6; FV2012-M7; FV2013-M8; FV2013-M10; FV2014-M11; FV2014-M12; FV2014-M16; FV2015-M18; FV2015-M19; FV2017-CEN; FV2017-M22; FV2018-M24; FV2018-M25; FV2019-M29; FV2019-M30; FV2019-M32; FV2019-M34; FV 2020-M35; FV 2020-M37; FV 2020-M38; FV 2020-M39; FV 2020-M42; FV 2021-M43 | Method Development, Method Validation, HRAMS Database, Analytical Observation | CF-2; CF-21; CF-22; CF-27 CF-28; CF-31A; CF-33; CF-35; CF-36; CF-(S1-S9) | Method Validation; Method Validation; Method Validation; Method Validation; Method Validation; Method Validation; Method Validation; Method Validation; Method Validation; Screening Report
Added 10/23 | Plant | 955 | Nicotine | Nicotine | MACP - Plant (2024 ff) |  | Reg. (EU) 2023/1536 Applicable from 15/09/2023 | Nicotine | Obligatory | It shall only be analysed in and on table grapes in 2024; in and on apples, lettuces and tomatoes in 2025; in and on onions and potatoes in 2026. | SRM | SRM | Yes | Yes | 0.02 | 2.5 | 86.5 | 86 | 8 | 8 | 2 | [31 empty] | CF-34 | Method Validation |  |  | SRM-09; SRM-44 | Method Validation; Anal. Observ. Report
| Plant | 955 | Nicotine | Nicotine | WD - Plant (2024) | Annex I (risk management support) | Reg. (EU) 2023/1536 Applicable from 15/09/2023 | Nicotine | 2A | information needed for setting or adjusting provisional MRLs ( provisional MRLs currently exist for rose hips, herbs and edible flowers, wild fungi, teas, herbal infusions and spices) | SRM | SRM | Yes | Yes | 0.02 | 2.5 | 86.5 | 86 | 8 | 8 | 2 | [31 empty] | CF-34 | Method Validation |  |  | SRM-09; SRM-44 | Method Validation; Anal. Observ. Report
| Plant | 586 | Novaluron | Novaluron | WD - Plant (2024) | Annex IV (few findings) | Reg. (EU) 2023/466; Applicable from: 26/09/2023 | Novaluron (F) | 1A | Found in apples, pears, tomatoes Import tolerances for apples, blueberries, tomatoes, cotton seeds (all US). | MRM | MRM | No | Yes | 0.002 | 0.5 | 100 | 100 | 13 | 523 | 5 | 0.01 | 0.125 | 88.3 | 92 | 33 | 24 | 3 | 0.05 | 0.05 | 103 | 103 |  | 1 | 1 | [15 empty] | FV2018-M26; FV2018-M28; FV2019-M31; FV2019-M32; FV2019-M33; FV2019-M34; FV 2020-M35; FV 2020-M38; FV 2020-M39; FV 2020-M42; FV 2021-M43 | Method Development, Method Validation, HRAMS Database, Analytical Observation | CF-19; CF-28; CF-(S1-S9) | Method Validation; Method Validation; Screening Report
| Honey | 344 | 2-Phenylphenol (Orthophenylphenol) | 2-phenylphenol | WD - Honey (2024) | Annex VII | Reg. (EU) 2018/78; Applicable from: 08/08/2018 | 2-phenylphenol (sum of 2-phenylphenol and its conjugates, expressed as 2-phenylphenol) (R) |  | Honey | MRM | SRM | Yes | Yes
| Honey | 1806 | 2-Phenylphenol (Orthophenylphenol) | 2-phenylphenol (sum, following hydrolysis) | WD - Honey (2024) | Annex VII | Reg. (EU) 2018/78; Applicable from: 08/08/2018 | 2-phenylphenol (sum of 2-phenylphenol and its conjugates, expressed as 2-phenylphenol) (R) |  | Honey |  | SRM | Yes | Yes | [42 empty] | SRM-43 | Anal. Observ. Report
| Plant | 539 | Oxadiargyl | Oxadiargyl | WD - Interest for Cumulative Risk Assessment | Annex III (cummulative) | Reg. (EU) 2015/1040; Applicable from: 01/10/2015 | Oxadiargyl |  |  | MRM | MRM | Difficult | Yes | 0.002 | 0.1 | 104 | 104 | 14 | 237 | 3 | 0.01 | 0.125 | 93.8 | 96 | 12 | 16 | 2 | 0.05 | 0.05 | 102 | 102 |  | 1 | 1 | [15 empty] | FV2018-M28; FV2019-M31; FV2019-M32; FV2019-M33; FV2019-M34; FV 2020-M38; FV 2020-M39; FV 2020-M42 | Method Development, Method Validation, HRAMS Database, Analytical observation | CF-13; CF-28 | Method Validation; Method Validation
| Plant | 323 | Oxadixyl | Oxadixyl | MACP - Plant (2024 ff) |  | Reg. (EU) 2018/1515 Applicable from: 01/05/2019 | Oxadixyl | Obligatory | All (see 'Products to be sampled in 2024'-sheet) | MRM | MRM | Yes | Yes | 0.01 | 1 | 98 | 98 | 13 | 1073 | 14 | 0.01 | 0.375 | 99.3 | 99 | 8 | 62 | 5 | 0.01 | 0.05 | 90.5 | 87 | 11 | 6 | 1 | 0.05 | 0.25 | 88.7 | 89 | 8 | 32 | 1 | [8 empty] | FV2010-M1; FV2010-M4; FV2012-M7; FV2013-M8; FV2014-M11; FV2014-M12; FV2014-M15; FV2014-M16; FV2015-M17; FV2015-M18; FV2017-CEN; FV2017-M22; FV2018-M24; FV2018-M25; FV2018-M28; FV2019-M29; FV2019-M30; FV2019-M31; FV2019-M32; FV2019-M34; FV 2020-M35; FV 2020-M38; FV 2020-M39; FV 2020-M42; FV 2021-M43 | Method Development, Method Validation, HRAMS Database, Analytical Observation | CF-2; CF-15; CF-21; CF-22 CF-26; CF-27; CF-28; CF-31A; CF-33; CF-35; CF-36; CF-(S1-S9) | Method Validation; Method Validation; Method Validation; Method Validation; Method Validation; Method Validation; Method Validation; Method Validation; Method Validation; Method Validation; Method Validation; Screening Report
| Plant | 324 | Oxamyl | Oxamyl | MACP - Plant (2024 ff) |  | Reg. (EU) 2019/552 Applicable from: 25/04/2019 | Oxamyl | Obligatory | All (see 'Products to be sampled in 2024'-sheet) | MRM | MRM | Difficult | Yes | 0.001 | 0.6 | 95 | 95 | 12 | 1042 | 9 | 0.01 | 0.1 | 92.4 | 98 | 26 | 39 | 4 | 0.05 | 0.05 | 93.5 | 94 | 6 | 2 | 1 | [15 empty] | FV2010-M1; FV2010-M4; FV2012-M6; FV2012-M7; FV2014-M11; FV2014-M16; FV2015-M18; FV2015-M19; FV2017-CEN; FV2018-M24; FV2019-M29; FV2019-M30; FV2019-M31; FV2019-M32; FV2019-M34; FV 2020-M37; FV 2020-M38; FV 2020-M39; FV 2020-M42 | Method Development, Method Validation, HRAMS Database, Analytical observation | CF-21; CF-22; CF-26; CF-28; CF-31A; Cf-33; CF-35; CF-36; CF-(S1-S9) | Method Validation; Method Validation; Method Validation; Method Validation; Method Validation; Method Validation; Method Validation; Method Validation; Screening Report
| Plant | 540 | Oxasulfuron | Oxasulfuron | WD - Interest for Cumulative Risk Assessment | Annex III (cummulative) | Reg. (EU) No 289/2014; Applicable from: 11.10.2014 | Oxasulfuron |  |  | MRM/SRM | MRM/SRM | no | Yes | 0.025 | 0.08325 | 87 | 87 | 11 | 83 | 1 | [29 empty] | FV2018-M28; FV2019-M31; FV2019-M32; FV2019-M33; FV2019-M34; FV 2020-M38; FV 2020-M39 | Method Development, Method Validation, HRAMS Database, Analytical observation | CF-23B; CF-28 | Method Validation; Method Validation
| Plant | 1653 | Oxathiapiprolin | Oxathiapiprolin | WD - Plant (2024) | Annex II (Support requested from EURLs); Annex IV (few findings) | Reg. (EU) 2023/163 Applicable from 14/02/2023 | Oxathiapiprolin | 1B |  | MRM | MRM | No | Yes | [36 empty] | FV 2020-M40; FV 2020-M42 | Analytical observation, Method development, Method Validation | CF-34 | Method Validation
| Plant | 127 | Oxydemeton-methyl | Demeton-S-Methylsulfone | MACP - Plant (2024 ff) |  | Reg. (EU) No 899/2012; Applicable from: 26.04.2013 | Oxydemeton-methyl (sum of oxydemeton-methyl and demeton-S-methylsulfone expressed as oxydemeton-methyl) | Obligatory | All (see 'Products to be sampled in 2024'-sheet) | MRM | MRM | Yes | Yes | 0.001 | 0.4 | 96.9 | 97 | 12 | 981 | 9 | 0.01 | 0.125 | 94 | 94 | 13 | 42 | 3 | 0.05 | 0.05 | 93 | 96 | 6 | 3 | 1 | [15 empty] | FV2010-M4; FV2012-M7; FV2014-M12; FV2014-M16; FV2015-M19; FV2017-CEN; FV2018-M24; FV2019-M30; FV2019-M31; FV2019-M32; FV2019-M34; FV 2020-M38; FV 2020-M39 | Method Development, HRAMS Database, Method validation, Analytical observation | CF-12; CF-22; CF-26; CF-28; CF-31A; CF-33; CF-35; CF-(S1-S9) | Method Validation; Method Validation; Method Validation; Method Validation; Method Validation; Method Validation; Method Validation; Screening Report
| Plant | 326 | Oxydemeton-methyl | Oxydemeton-methyl | MACP - Plant (2024 ff) |  | Reg. (EU) No 899/2012; Applicable from: 26.04.2013 | Oxydemeton-methyl (sum of oxydemeton-methyl and demeton-S-methylsulfone expressed as oxydemeton-methyl) | Obligatory | All (see 'Products to be sampled in 2024'-sheet) | MRM | MRM | Difficult | Yes | 0.001 | 0.4 | 88 | 87 | 12 | 806 | 6 | 0.01 | 0.1 | 88 | 88 | 10 | 42 | 3 | 0.05 | 0.05 | 91.5 | 92 | 2 | 2 | 1 | [15 empty] | FV2010-M1; FV2012-M7; FV2014-M11; FV2014-M12; FV2014-M15; FV2014-M16; FV 2020-M39; FV 2020-M42 | Method Development, HRAMS Database, Analytical observation, Method validation | CF-12; CF-26 CF-31A; CF-35; CF-36; CF-(S1-S9) | Method Validation; Method Validation; Method Validation; Method Validation; Method Validation; Screening Report
| Plant | 716 | Oxydemeton-methyl | Oxydemeton-methyl (Sum) | MACP - Plant (2024 ff) |  | Reg. (EU) No 899/2012; Applicable from: 26.04.2013 | Oxydemeton-methyl (sum of oxydemeton-methyl and demeton-S-methylsulfone expressed as oxydemeton-methyl) | Obligatory | All (see 'Products to be sampled in 2024'-sheet) |  | MRM | [38 empty] | FV2010-M1; FV2012-M7; FV2014-M11; FV2014-M12; FV2014-M15; FV2014-M16 | Method Development, HRAMS Database | CF S4; CF-1 | Screening Report; Method Validation
| Plant | 327 | Oxyfluorfen | Oxyfluorfen | WD - Interest for Cumulative Risk Assessment | Annex III (cummulative) | Reg. (EU) 2022/1321 Applicable from 21/02/2023 | Oxyfluorfen |  | especially relevant for sweet peppers, citrus fruits, olives, olive oil | MRM | MRM | Difficult | Difficult | 0.005 | 1 | 98 | 97 | 11 | 570 | 7 | 0.01 | 0.25 | 97.3 | 95 | 8 | 24 | 3 | [22 empty] | FV2012-M6; FV2015-M18; FV2018-M24; FV2019-M32; FV2019-M33; FV2019-M34; FV 2020-M42 | Method Development, Method Validation, HRAMS Database, Analytical observation | CF-13; CF-28 | Method Validation; Method Validation
| Plant | 615 | Paclobutrazol | Paclobutrazol | MACP - Plant (2024 ff) |  | Reg. (EU) 2023/1719; Applicable from: 27/09/2023 | Paclobutrazol (sum of constituent isomers) | Obligatory | All (see 'Products to be sampled in 2024'-sheet) | MRM | MRM | Yes | Yes | 0.002 | 1 | 100.9 | 101 | 11 | 1016 | 12 | 0.01 | 0.125 | 91.5 | 90 | 7 | 83 | 5 | 0.05 | 0.05 | 100 | 97 | 6 | 3 | 1 | 0.02 | 0.1 | 88 | 87 | 13 | 47 | 1 | [8 empty] | FV2010-M1; FV2010-M4; FV2012-M6; FV2012-M7; FV2014-M11; FV2014-M15; FV2014-M16; FV2015-M18; FV2015-M19; FV2017-CEN; FV2017-M22; FV2018-M24; FV2018-M25; FV2019-M29; FV2019-M30; FV2019-M31; FV2019-M32; FV2019-M34; FV 2020-M35; FV 2020-M37; FV 2020-M38; FV 2020-M39; FV 2020-M42; FV 2021-M43 | Method Development, Method Validation, HRAMS Database, Analytical Observation | CF-5; CF-6; CF-12; CF-22; CF-26; CF-27; CF-28; CF-31A; CF-33; CF-35; CF-36; CF-(S1-S9) | Method Validation; Method Validation; Method Validation; Method Validation; Method Validation; Method Validation; Method Validation; Method Validation; Method Validation; Method Validation; Method Validation; Screening Report
| Plant | 329 | Paraquat | Paraquat | WD - Plant (2024) | Annex II (Support requested from EURLs) | Reg. (EU) No 520/2011 ; Applicable from: 28.05.2011 | Paraquat |  | Paraquat is especially relevant in pulses (e.g. lentils, beans) and oily seeds (e.g. chia). | SRM | SRM | No | Yes | [28 empty] | 0.01 | 0.4 | 105 | 108 | 15 | 428 | 11 | [7 empty] | SRM-09 | Method Development; Method Validation
| Plant | 330 | Parathion | Parathion | Removed from 2020 MACP onwards - Plant |  | Reg. (EC) No 839/2008; Applicable from: 01.09.2008 | Parathion (F) | Obligatory | All (see 'Products to be sampled in 2022'-sheet) | MRM | MRM | Yes | Yes | 0.002 | 1 | 96 | 96 | 13 | 811 | 11 | 0.01 | 0.375 | 98.5 | 98 | 8 | 18 | 3 | 0.01 | 0.05 | 92.3 | 91 | 11 | 20 | 1 | [15 empty] | FV2010-M1; FV2010-M4; FV2014-M15; FV2015-M17; FV2017-M22; FV2018-M25; FV2019-M29; FV2019-M34; FV 2020-M35; FV 2021-M43 | Method Development, Method Validation, HRAMS Database, Analytical Observation | CF-11; CF-12; CF-14; CF-22; CF-27; CF-31A; CF-33; CF-35; CF-36; CF-(S1-S9) | Method Validation; Method Validation; Method Validation; Method Validation; Method Validation; Method Validation; Method Validation; Method Validation; Method Validation; Screening Report
| Animal | 330 | Parathion | Parathion | MACP - Animal (2024 ff) |  | Reg. (EC) No 839/2008; Applicable from: 01.09.2008 | Parathion (F) | Obligatory | All (see 'Products to be sampled in 2024'-sheet) | MRM | MRM | Yes | Yes | [40 empty] | AO-M02; AO-M07; AO-M11; AO-M13; AO-M14; AO-M15; AO-M12; AO-M24; AO-M25; AO-M32; AO-M35 | Method Development; Method Validation
| Plant | 627 | Parathion-Methyl | Paraoxon-Methyl | MACP - Plant (2024 ff) |  | Reg. (EU) No 899/2012; Applicable from: 26.04.2013 | Parathion-methyl (sum of Parathion-methyl and paraoxon-methyl expressed as Parathion-methyl) | Obligatory | All (see 'Products to be sampled in 2024'-sheet) | MRM | MRM | Yes | Yes | 0.002 | 0.75 | 99 | 98 | 15 | 939 | 11 | 0.01 | 0.375 | 99.8 | 97 | 10 | 78 | 5 | 0.01 | 0.05 | 90.5 | 92 | 11 | 26 | 1 | 0.01 | 0.05 | 84.5 | 82 | 9 | 44 | 1 | [8 empty] | FV2010-M4; FV2012-M6; FV2012-M7; FV2014-M16; FV2015-M17; FV2017-CEN; FV2017-M22; FV2018-M24; FV2018-M25; FV2019-M30; FV2019-M31; FV2019-M32; FV2019-M34; FV 2020-M35; FV 2020-M39 | Method Development, Method Validation, HRAMS Database | CF-15; CF-21; CF-26; CF-28; CF-31A; CF-33 CF-36; CF-(S1-S9) | Method Validation; Method Validation; Method Validation; Method Validation; Method Validation; Method Validation; Method Validation; Screening Report
| Plant | 331 | Parathion-Methyl | Parathion-Methyl | MACP - Plant (2024 ff) |  | Reg. (EU) No 899/2012; Applicable from: 26.04.2013 | Parathion-methyl (sum of Parathion-methyl and paraoxon-methyl expressed as Parathion-methyl) | Obligatory | All (see 'Products to be sampled in 2024'-sheet) | MRM | MRM | Yes | Yes | 0.002 | 1 | 95.4 | 95 | 13 | 752 | 11 | 0.01 | 0.25 | 96.2 | 98 | 6 | 14 | 3 | 0.01 | 0.05 | 93.5 | 90 | 12 | 20 | 1 | 0.01 | 0.1 | 97.2 | 100 | 18 | 32 | 1 | [8 empty] | FV2010-M1; FV2010-M4; FV2012-M6; FV2013-M8; FV2013-M10; FV2014-M11; FV2014-M12; FV2014-M15; FV2015-M17; FV2017-M22; FV2018-M25; FV2019-M29; FV2019-M34; FV 2020-M35; FV 2020-M37; FV 2021-M43 | Method Development, Method Validation, HRAMS Database, Analytical Observation | CF-2; CF-21; CF-22; CF-27; CF-28; CF-31A; CF-33; CF-35; CF-36; CF-(S1-S9) | Method Validation; Method Validation; Method Validation; Method Validation; Method Validation; Method Validation; Method Validation; Method Validation; Method Validation; Screening Report
| Animal | 627 | Parathion-Methyl | Paraoxon-Methyl | WD - Animal (2024) | Annex IV (few findings) | Reg. (EU) No 899/2012; Applicable from: 26.04.2013 | Parathion-methyl (sum of Parathion-methyl and paraoxon-methyl expressed as Parathion-methyl) | 1A | Relevant for animal muscle, fat, milk and eggs | MRM | MRM | Yes | Yes | 0.002 | 0.75 | 99 | 98 | 15 | 939 | 11 | 0.01 | 0.375 | 99.8 | 97 | 10 | 78 | 5 | 0.01 | 0.05 | 90.5 | 92 | 11 | 26 | 1 | 0.01 | 0.05 | 84.5 | 82 | 9 | 44 | 1 | [12 empty] | AO-M07; AO-M11; AO-M13; AO-M25; AO-M32; AO-M35 | Method Development; Method Validation
| Plant | 718 | Parathion-Methyl | Parathion-Methyl (sum) | MACP - Plant (2024 ff) |  | Reg. (EU) No 899/2012; Applicable from: 26.04.2013 | Parathion-methyl (sum of Parathion-methyl and paraoxon-methyl expressed as Parathion-methyl) | Obligatory | All (see 'Products to be sampled in 2024'-sheet) |  | MRM | Yes | Yes | [36 empty] | See single components |  | See single components
| Animal | 331 | Parathion-Methyl | Parathion-Methyl | WD - Animal (2024) | Annex IV (few findings) | Reg. (EU) No 899/2012; Applicable from: 26.04.2013 | Parathion-methyl (sum of Parathion-methyl and paraoxon-methyl expressed as Parathion-methyl) | 1A | Relevant for animal muscle, fat, milk and eggs | MRM | MRM | Yes | Yes | 0.002 | 1 | 95.4 | 95 | 13 | 752 | 11 | 0.01 | 0.25 | 96.2 | 98 | 6 | 14 | 3 | 0.01 | 0.05 | 93.5 | 90 | 12 | 20 | 1 | 0.01 | 0.1 | 97.2 | 100 | 18 | 32 | 1 | [12 empty] | AO-M02; AO-M07; AO-M11; AO-M13; AO-M14; AO-M15; AO-M12; AO-M24; AO-M25; AO-M32; AO-M35 | Method Development; Method Validation
| Animal | 718 | Parathion-Methyl | Parathion-Methyl (sum) | WD - Animal (2024) | Annex IV (few findings) | Reg. (EU) No 899/2012; Applicable from: 26.04.2013 | Parathion-methyl (sum of Parathion-methyl and paraoxon-methyl expressed as Parathion-methyl) | 1A | Relevant for animal muscle, fat, milk and eggs |  | MRM | Yes | Yes | [40 empty] | AO-M07; AO-M11; AO-M13; AO-M24; AO-M25 | Method Development; Method Validation
| Plant | 332 | Penconazole | Penconazole | MACP - Plant (2024 ff) |  | Reg. (EU) 2019/977; Applicable from: 07/07/2019 | Penconazole (sum of constituent isomers) (F) | Obligatory | All (see 'Products to be sampled in 2024'-sheet) | MRM | MRM | Yes | Yes | 0.002 | 1 | 98.6 | 98 | 10 | 1226 | 16 | 0.01 | 0.125 | 85.6 | 84 | 10 | 95 | 5 | 0.05 | 0.05 | 113.5 | 114 | 1 | 2 | 1 | 0.01 | 0.05 | 92 | 91 | 15 | 48 | 1 | [8 empty] | FV2010-M1; FV2010-M4; FV2012-M7; FV2013-M8; FV2013-M10; FV2014-M11; FV2014-M12; FV2014-M15; FV2014-M16; FV2015-M17; FV2015-M18; FV2015-M19; FV2017-CEN; FV2017-M22; FV2018-M24; FV2018-M25; FV2019-M29; FV2019-M30; FV2019-M31; FV2019-M32; FV2019-M34; FV 2020-M35; FV 2020-M37; FV 2020-M38; FV 2020-M39; FV 2020-M42; FV 2021-M43 | Method Development, Method Validation, HRAMS Database, Analytical Observation | CF-2; CF-12; CF-14; CF-22; CF-27; Cf-28; CF-31A; CF-33; CF-35; CF-36; CF-(S1-S9) | Method Validation; Method Validation; Method Validation; Method Validation; Method Validation; Method Validation; Method Validation; Method Validation; Method Validation; Method Validation; Screening Report
| Plant | 333 | Pencycuron | Pencycuron | MACP - Plant (2024 ff) |  | Reg. (EU) 2020/785; Applicable from: 06/01/2021 | Pencycuron (sum of pencycuron and pencycuron-PB-amine, expressed as pencycuron) | Obligatory | All (see 'Products to be sampled in 2024'-sheet) | MRM | MRM | No | Yes | 0.001 | 2.5 | 100 | 100 | 10 | 1211 | 14 | 0.01 | 0.125 | 86.8 | 88 | 7 | 99 | 8 | 0.05 | 0.05 | 108 | 108 | 6 | 2 | 1 | [15 empty] | FV2010-M1; FV2010-M4; FV2012-M6; FV2012-M7; FV2014-M11; FV2014-M12; FV2014-M15; FV2014-M16; FV2015-M17; FV2015-M18; FV2015-M19; FV2017-CEN; FV2017-M22; FV2018-M24; FV2018-M25; FV2019-M29; FV2019-M30; FV2019-M31; FV2019-M32; FV2019-M34; FV 2020-M37; FV 2020-M38; FV 2020-M39; FV 2020-M42 | Method Development, Method Validation, HRAMS Database, Analytical observation | CF-6; CF-21; CF-22; CF-27; CF-28; CF-31A; CF-33; CF-35; CF-36; CF-(S1-S9) | Method Validation; Method Validation; Method Validation; Method Validation; Method Validation; Method Validation; Method Validation; Method Validation; Method Validation; Screening Report
| Plant | 2001 | Pencycuron | Pencycuron (sum) | MACP - Plant (2024 ff) |  | Reg. (EU) 2020/785; Applicable from: 06/01/2021 | Pencycuron (sum of pencycuron and pencycuron-PB-amine, expressed as pencycuron) | Obligatory | All (see 'Products to be sampled in 2024'-sheet) |  | MRM |  |  | 0.001 | 2.5 | 100 | 100 | 10 | 1211 | 14 | 0.01 | 0.125 | 86.8 | 88 | 7 | 99 | 8 | 0.05 | 0.05 | 108 | 108 | 6 | 2 | 1
| Plant | 1654 | Pencycuron | Pencycuron-PB-Amine | MACP - Plant (2024 ff) |  | Reg. (EU) 2020/785; Applicable from: 06/01/2021 | Pencycuron (sum of pencycuron and pencycuron-PB-amine, expressed as pencycuron) | Obligatory | All (see 'Products to be sampled in 2024'-sheet) | MRM | MRM | Yes | Yes | 0.001 | 2.5 | 100 | 100 | 10 | 1211 | 14 | 0.01 | 0.125 | 86.8 | 88 | 7 | 99 | 8 | 0.05 | 0.05 | 108 | 108 | 6 | 2 | 1
| Plant | 334 | Pendimethalin | Pendimethalin | MACP - Plant (2024 ff) |  | Reg. (EU) 2023/1049; Applicable from: 20/06/2023 | Pendimethalin (F) | Obligatory | All (see 'Products to be sampled in 2024'-sheet) | MRM | MRM | Yes | Yes | 0.002 | 1 | 100.8 | 102 | 11 | 2091 | 15 | 0.01 | 0.375 | 78.6 | 79 | 9 | 96 | 7 | 0.01 | 0.05 | 98.4 | 95 | 11 | 18 | 1 | 0.05 | 0.25 | 90.8 | 91 | 9 | 32 | 1 | [8 empty] | FV2010-M1; FV2010-M4; FV2012-M6; FV2012-M7; FV2014-M11; FV2014-M12; FV2014-M15; FV2014-M16; FV2015-M17; FV2015-M18; FV2017-CEN; FV2017-M22; FV2018-M24; FV2018-M25; FV2019-M29; FV2019-M30; FV2019-M31; FV2019-M32; FV2019-M34; FV 2020-M35; FV 2020-M37; FV 2020-M38; FV 2020-M42; FV 2021-M43 | Method Development, Method Validation, HRAMS Database, Analytical Observation | CF-1; CF-2; CF-11; CF-12; CF-14; CF-17; CF-22; CF-26; CF-27; CF-28; CF-31A; CF-33; CF-35; CF-36; CF-(S1-S9) | Method Validation; Method Validation; Method Validation; Method Validation; Method Validation; Method Validation; Method Validation; Method Validation; Method Validation; Method Validation; Method Validation; Method Validation; Method Validation; Method Validation; Screening Report
| Animal | 334 | Pendimethalin | Pendimethalin | MACP - Animal (2024 ff) |  | Reg. (EU) 2023/1049; Applicable from: 20/06/2023 | Pendimethalin (F) | Obligatory | All (see 'Products to be sampled in 2024'-sheet) | MRM | MRM | Yes | Yes | FV2010-M1, FV2010-M4, FV2012-M6, FV2012-M7, FV2014-M11, FV2014-M12, FV2014-M15, FV2014-M16, FV2015-M17, FV2015-M18, FV2017-CEN, FV2017-M22, FV2018-M24, FV2018-M25, FV2019-M29, FV2019-M30, FV2019-M31, FV2019-M32, FV2019-M34 | Method Development, Method Validation, HRAMS Database | CF-1; CF-2; CF-11; CF-12; CF-14; CF-17; CF-22; CF-26; CF-27; CF-28; CF-31A; CF-33 | Method Validation; Method Validation; Method Validation; Method Validation; Method Validation; Method Validation; Method Validation; Method Validation; Method Validation; Method Validation; Method Validation; Method Validation | [36 empty] | AO-M09; AO-M08 | Method Development
| Honey | 334 | Pendimethalin | Pendimethalin | WD - Honey (2024) | Annex VII | Reg. (EU) 2023/1049; Applicable from: 20/06/2023 | Pendimethalin (F) |  | Honey | MRM | MRM | Yes | Yes | 0.002 | 1 | 100.8 | 102 | 11 | 2091 | 15 | 0.01 | 0.375 | 78.6 | 79 | 9 | 96 | 7 | 0.01 | 0.05 | 98.4 | 95 | 11 | 18 | 1 | 0.05 | 0.25 | 90.8 | 91 | 9 | 32 | 1 | [12 empty] | AO-M09; AO-M08; AO-M28 | Method Development; Method Validation
| Plant | 1282 | Penflufen | Penflufen | WD - Interest for Cumulative Risk Assessment | Annex III (cummulative) | Reg. (EU) 2021/644; Applicable from: 10/11/2021 | Penflufen (sum of isomers) (F) | 1A | especially interesting on rice | MRM | MRM | Yes | [37 empty] | FV2018-M26; FV2019-M31; FV2019-M32; FV2019-M33; FV2019-M34; FV 2020-M39; FV 2020-M42 | Method Development, Method Validation, Analytical observation | CF-13; CF-28 | Method Validation; Method Validation
| Plant | 1282 | Penflufen | Penflufen | WD - Plant (2024) | Annex IV (few findings) | Reg. (EU) 2021/644; Applicable from: 10/11/2021 | Penflufen (sum of isomers) (F) | 1A |  | MRM | MRM | Yes | Yes | 0.01 | 0.1 | 103.6 | 105 | 11 | 153 | 2 | [29 empty] | FV2018-M26; FV2019-M31; FV2019-M32; FV2019-M33; FV2019-M34; FV 2020-M39; FV 2020-M42 | Method Development, Method Validation, Analytical observation | CF-13; CF-28 | Method Validation; Method Validation
| Animal | 1282 | Penflufen | Penflufen | WD - Animal (2024) | Annex II (Support requested from EURLs); Annex IV (Few Findings) | Reg. (EU) 2021/644; Applicable from: 10/11/2021 | Penflufen (sum of isomers) (F) | 1A |  | MRM | MRM | Yes | Yes | 0.01 | 0.01 | 98 | 98 | 5 | 15 | 1 | [33 empty] | AO-M27; AO-M28 | Method Validation
| Plant | 1192 | Penthiopyrad | Penthiopyrad | WD - Plant (2024) | Annex IV (few findings) | Reg. (EU) 2023/173 Applicable from 16/08/2023 | Penthiopyrad (F) | 1B | Findings in aubergines, apples, pears, lettuce, strawberries, tomatoes, spinach | MRM | MRM | Yes | Yes | 0.01 | 0.167 | 102 | 106 | 11 | 155 | 3 | 0.1 | 0.1 | 108.7 | 108 | 4 | 5 | 1 | [22 empty] | FV2018-M26; FV2019-M31; FV2019-M32; FV2019-M33; FV2019-M34; FV 2020-M35; FV 2020-M39; FV 2020-M42; FV 2021-M43 | Method Development, Method Validation, Analytical Observation | CF-13; CF-28 | Method Validation; Method Validation
| Plant | 340 | Permethrin | Permethrin (sum) | MACP - Plant (2024 ff) |  | Reg. (EU) 2017/623; Applicable from: 26/04/2017 | Permethrin (sum of isomers) | Obligatory | All (see 'Products to be sampled in 2024'-sheet) |  | MRM | Yes | Yes | 0.01 | 2.5 | 98 | 97 | 13 | 785 | 10 | 0.01 | 0.25 | 77 | 80 | 10 | 37 | 2 | 0.01 | 0.01 | 88.9 | 91 | 11 | 14 | 1 | [15 empty] | FV2010-M1; FV2010-M3; FV2010-M4; FV2013-M8; FV2013-M10; FV2014-M11; FV2014-M12; FV2015-M17; FV2017-M22; FV2018-M25; FV2019-M29; FV2019-M31; FV2019-M32; FV2019-M34; FV 2020-M35; FV 2020-M37; FV 2020-M39; FV 2021-M43 | Method Development, Method Validation, HRAMS Database, Analytical Observation | CF-11; CF-12; CF-14; CF-22; CF-27; CF-28; CF-31A; CF-35; CF-36; CF-(S1-S9) | Method Validation; Method Validation; Method Validation; Method Validation; Method Validation; Method Validation; Method Validation; Method Validation; Method Validation; Screening Report
| Plant | 1318 | Permethrin | Permethrin, cis- | MACP - Plant (2024 ff) |  | Reg. (EU) 2017/623; Applicable from: 26/04/2017 | Permethrin (sum of isomers) | Obligatory | All (see 'Products to be sampled in 2024'-sheet) | MRM | MRM | Yes | Yes | 0.05 | 0.05 | 102.8 | 103 | 8 | 8 | 1 | [7 empty] | 0.05 | 0.05 | 99 | 97 | 10 | 5 | 1 | [15 empty] | FV 2014-M12; | Method Validation
| Animal | 340 | Permethrin | Permethrin (sum) | MACP - Animal (2024 ff) |  | Reg. (EU) 2017/623; Applicable from: 26/04/2017 | Permethrin (sum of isomers) | Obligatory | All (see 'Products to be sampled in 2024'-sheet) |  | MRM | Yes | Yes | [40 empty] | AO-M02; AO-M07; AO-M11; AO-M13; AO-M27; AO-M28; AO-M33; AO-M34; AO-M36 | Method Development; Method Validation
| Plant | 1335 | Permethrin | Permethrin, trans- | MACP - Plant (2024 ff) |  | Reg. (EU) 2017/623; Applicable from: 26/04/2017 | Permethrin (sum of isomers) | Obligatory | All (see 'Products to be sampled in 2024'-sheet) | MRM | MRM | Yes | Yes | 0.05 | 0.05 | 96.7 | 97 | 4 | 8 | 1 | [29 empty] | FV 2014-M12; | Method Validation
| Animal | 1318 | Permethrin | Permethrin, cis- | MACP - Animal (2024 ff) |  | Reg. (EU) 2017/623; Applicable from: 26/04/2017 | Permethrin (sum of isomers) | Obligatory | All (see 'Products to be sampled in 2024'-sheet) | MRM | MRM | Yes | Yes | [40 empty] | AO-M33; AO-M34; AO-M36 | Method validation
| Animal | 1335 | Permethrin | Permethrin, trans- | MACP - Animal (2024 ff) |  | Reg. (EU) 2017/623; Applicable from: 26/04/2017 | Permethrin (sum of isomers) | Obligatory | All (see 'Products to be sampled in 2024'-sheet) | MRM | MRM | Yes | Yes | [40 empty] | AO-M33; AO-M34; AO-M36 | Method validation
| Plant | 342 | Phenmedipham | Phenmedipham | WD - Plant (2024) |  | Reg. (EU) 2015/2075; Applicable from: 09/06/2016 | Phenmedipham | 1A | Found in spinaches, lettuces and strawberries | MRM | MRM | Difficult | Yes
| Plant | 343 | Phenthoate | Phenthoate | WD - Plant (2024) | Annex IV (few findings) | Reg. (EC) No 839/2008; Applicable from: 01.09.2008 | Phenthoate | 1A | Findings reported in oranges and rice | MRM | MRM | Yes | Yes | 0.01 | 0.1 | 103.8 | 104 | 11 | 750 | 8 | 0.01 | 0.125 | 95 | 96 | 8 | 63 | 5 | 0.01 | 0.05 | 90 | 97 | 26 | 6 | 1 | [15 empty] | FV2010-M1; FV2012-M6; FV2014-M11; FV2014-M12; FV2014-M15; FV2014-M16; FV2015-M17; FV2015-M18; FV2015-M19; FV2017-CEN; FV2017-M22; FV2018-M24; FV2018-M25; FV2018-M26; FV2018-M28; FV2019-M30; FV2019-M31; FV2019-M32; FV2019-M33; FV2019-M34; FV 2020-M35; FV 2020-M38; FV 2020-M39; FV 2020-M42; FV 2021-M43 | Method Development, Method Validation, HRAMS Database, Analytical Observation | CF-2; CF-21; CF-22; CF-27; CF-28; CF-31A; CF-33; CF-35; CF-36; CF-(S1-S9) | Method Validation; Method Validation; Method Validation; Method Validation; Method Validation; Method Validation; Method Validation; Method Validation; Method Validation; Screening Report
| Plant | 347 | Phosmet | Phosmet | MACP - Plant (2024 ff) |  | Reg. (EU) 2023/1029; Applicable from 15/09/2023 | Phosmet (phosmet and phosmet oxon expressed as phosmet) (R) | Obligatory | All (see 'Products to be sampled in 2024'-sheet) | MRM | MRM | Yes | Yes | 0.002 | 1 | 97 | 96 | 18 | 834 | 9 | 0.01 | 0.25 | 96 | 95 | 9 | 51 | 3 | 0.01 | 0.05 | 93.8 | 91 | 12 | 20 | 1 | 0.05 | 0.25 | 91.7 | 93 | 11 | 44 | 1 | [8 empty] | FV2010-M1; FV2010-M4; FV2012-M6; FV2012-M7; FV2013-M8; FV2013-M10; FV2014-M11; FV2014-M16; FV2015-M17; FV2015-M18; FV2015-M19; FV2017-CEN; FV2017-M22; FV2018-M24; FV2018-M25; FV2019-M29; FV2019-M30; FV2019-M31; FV2019-M32; FV2019-M34; FV 2020-M35; FV 2020-M37; FV 2020-M38; FV 2020-M39; FV 2020-M42; FV 2021-M43 | Method Development, Method Validation, HRAMS Database, Analytical Observation | CF-2; CF-6; CF-15; CF-21; CF-22; CF-27; CF-28; CF-31A; CF-33; CF-35; CF-36; CF-(S1-S9) | Method Validation; Method Validation; Method Validation; Method Validation; Method Validation; Method Validation; Method Validation; Method Validation; Method Validation; Method Validation; Method Validation; Screening Report
| Plant | 1121 | Phosmet | Phosmet (sum) | MACP - Plant (2024 ff) |  | Reg. (EU) 2023/1029; Applicable from 15/09/2023 | Phosmet (phosmet and phosmet oxon expressed as phosmet) (R) | Obligatory | All (see 'Products to be sampled in 2024'-sheet) |  | MRM
| Plant | 1122 | Phosmet | Phosmet oxon | MACP - Plant (2024 ff) |  | Reg. (EU) 2023/1029; Applicable from 15/09/2023 | Phosmet (phosmet and phosmet oxon expressed as phosmet) (R) | Obligatory | All (see 'Products to be sampled in 2024'-sheet) | MRM | MRM | Yes | Yes | 0.002 | 0.1 | 96.4 | 96 | 10 | 209 | 7 | 0.01 | 0.1 | 96 | 96 | 6 | 95 | 5 | 0.01 | 0.05 | 75.5 | 76 | 12 | 2 | 1 | [15 empty] | FV2010-M4; FV2012-M7; FV2014-M16; FV2017-CEN; | Method Development, HRAMS Database | CF-15; CF-21; CF-28; CF-31A; CF-35; CF-36; CF-(S1-S9) | Method Validation; Method Validation; Method Validation; Method Validation; Method Validation; Method Validation; Screening Report
| Plant | 349 | Phosphane (a.k.a. phosphine) | Phosphane (a.k.a. phosphine) | WD - Plant (2024) | Annex II (Support requested from EURLs) | Reg. (EU) 2016/1785; Applicable from: 28/04/2017 | Phosphane and phosphide salts (sum of phosphane and phosphane generators (relevant phosphide salts), determined and expressed as phosphane) | 2A | Especially found in all cereals among the MACP commodities. (e.g. wheat, rye, oats, rice, barley). Additionally relevant for some non-MACP commodities such as: millet, maize, nuts, oilseeds and dry pulses. High rates of MRL exceedances found in lentils (including organic). | SRM | SRM | Yes | No Data | [42 empty] | SRM-18 | Method Validation
| Plant | 541 | Picolinafen | Picolinafen | WD - Interest for Cumulative Risk Assessment | Annex III (cummulative) | Reg. (EU) 2019/1791 Applicable from: 18/11/2019 | Picolinafen |  |  | MRM | MRM | Yes | Yes | 0.001 | 0.1 | 99 | 100 | 15 | 322 | 3 | 0.01 | 0.125 | 87.5 | 90 | 6 | 22 | 2 | 0.05 | 0.05 | 82 | 78 | 11 | 3 | 1 | [15 empty] | FV2012-M6; FV2012-M7; FV2013-M10; FV2014-M11; FV2014-M12; FV2015-M17; FV2017-M22; FV2018-M25; FV2018-M26; FV2019-M33; FV2019-M34; FV 2020-M35; FV 2021-M43 | Method Development, Method Validation, HRAMS Database, Analytical Observation | CF-(S1-S9) | Screening Report
| Honey | 542 | Picoxystrobin | Picoxystrobin | WD - Honey (2024) |  | Reg. (EU) 2019/91 Applicable from: 13/08/2019 | Picoxystrobin (F) |  | Honey | MRM | MRM | Yes | Yes | [40 empty] | AO-M28 | Method Validation
| Plant | 352 | Pirimicarb | Pirimicarb | MACP - Plant (2024 ff) |  | Reg. (EU) 2016/71; Applicable from: 16/08/2016 | Pirimicarb (R) | Obligatory | All (see 'Products to be sampled in 2024'-sheet) | MRM | MRM | Yes | Yes | 0.002 | 1 | 96 | 96 | 8 | 2237 | 17 | 0.01 | 0.125 | 92 | 92 | 5 | 56 | 4 | 0.01 | 0.05 | 90.9 | 90 | 4 | 26 | 1 | [15 empty] | FV2010-M1; FV2010-M3; FV2010-M4; FV2012-M6; FV2012-M7; FV2013-M8; FV2013-M10; FV2014-M11; FV2014-M12; FV2014-M15; FV2014-M16; FV2015-M17; FV2015-M18; FV2015-M19; FV2017-CEN; FV2017-M22; FV2018-M24; FV2018-M25; FV2019-M29; FV2019-M30; FV2019-M31; FV2019-M32; FV2019-M34; FV 2020-M35; FV 2020-M37; FV 2020-M38; FV 2020-M39; FV 2020-M42; FV 2021-M43 | Method Development, Method Validation, HRAMS Database, Analytical Observation | CF-1; CF-11; CF-12; CF-14; CF-22; CF-26; CF-27; CF-28; CF-31A; CF-33; CF-35; CF-36; CF-(S1-S9) | Method Validation; Method Validation; Method Validation; Method Validation; Method Validation; Method Validation; Method Validation; Method Validation; Method Validation; Method Validation; Method Validation; Method Validation; Screening Report
| Plant | 355 | Pirimiphos-Methyl | Pirimiphos-Methyl | MACP - Plant (2024 ff) |  | Reg. (EU) No 2016/53; Applicable from: 09/08/2016 | Pirimiphos-methyl (F) | Obligatory | All (see 'Products to be sampled in 2024'-sheet) | MRM | MRM | Yes | Yes | 0.002 | 1 | 100.8 | 101 | 9 | 1917 | 18 | 0.01 | 0.25 | 87.6 | 88 | 6 | 87 | 5 | 0.01 | 0.05 | 95 | 96 | 8 | 19 | 1 | [15 empty] | FV2010-M1; FV2010-M3; FV2010-M4; FV2012-M7; FV2013-M8; FV2013-M10; FV2014-M11; FV2014-M12; FV2014-M15; FV2014-M16; FV2015-M17; FV2015-M18; FV2015-M19; FV2017-CEN; FV2017-M22; FV2018-M24; FV2018-M25; FV2019-M29; FV2019-M30; FV2019-M31; FV2019-M32; FV2019-M34; FV 2020-M35; FV 2020-M37; FV 2020-M38; FV 2020-M39; FV 2020-M42; FV 2021-M43 | Method Development, Method Validation, HRAMS Database, Analytical Observation | CF-2; CF-8; CF-11; CF-12; CF-14; CF-22; CF-26; CF-27; CF-28; CF-31A; CF-33; CF-35; CF-36; CF-(S1-S9) | Method Validation; Method Validation; Method Validation; Method Validation; Method Validation; Method Validation; Method Validation; Method Validation; Method Validation; Method Validation; Method Validation; Method Validation; Method Validation; Screening Report
| Animal | 355 | Pirimiphos-Methyl | Pirimiphos-Methyl | MACP - Animal (2024 ff) |  | Reg. (EU) No 2016/53; Applicable from: 09/08/2016 | Pirimiphos-methyl (F) | Obligatory | All (see 'Products to be sampled in 2024'-sheet) | MRM | MRM | Yes | Yes | [40 empty] | AO-M6; AO-M11; AO-M13; AO-M14; AO-M15; AO-M12; AO-M27; AO-M28; AO-M33 | Method Development; Method Validation
| Animal | 1462 | Prochloraz | BTS 40348 | Removed from 2021 WD - Animal onwards | Annex IV (few findings) | Reg. (EU) 2020/192; Applicable from: 04/09/2020 | _Legally not relevant |  | (Findings don't justify inclusion in EU MACP) Relevant for ruminant's fat, liver and kidney. | MRM | No Data | Yes | Yes
| Animal | 1362 | Prochloraz | BTS 44595 | Removed from 2021 WD - Animal onwards | Annex IV (few findings) | Reg. (EU) 2020/192; Applicable from: 04/09/2020 | Prochloraz (sum of prochloraz, BTS 44595 (M201-04) and BTS 44596 (M201-03), expressed as prochloraz) |  | (Findings don't justify inclusion in EU MACP) Relevant for ruminant's fat, liver and kidney. | MRM | No Data | No | Yes | [40 empty] | AO-M32; AO-M35 | Method validation
| Plant | 1362 | Prochloraz | BTS 44595 | MACP - Plant (2024 ff) |  | Reg. (EU) 2020/192; Applicable from: 04/09/2020 | Prochloraz (sum of prochloraz, BTS 44595 (M201-04) and BTS 44596 (M201-03), expressed as prochloraz) | Obligatory | All (see 'Products to be sampled in 2024'-sheet) | MRM | MRM | No | Yes | 0.005 | 0.1 | 94 | 94 | 10 | 48 | 1 | 0.01 | 0.1 | 77.7 | 78 | 7 | 20 | 1 | [22 empty] | FV2017-CEN; FV 2020-M39 | Method Development, Method Validation |  |  |  |  | SRM-19 | Anal. Observ. Report
| Animal | 1363 | Prochloraz | BTS 44596 | Removed from 2021 WD - Animal onwards | Annex IV (few findings) | Reg. (EU) 2020/192; Applicable from: 04/09/2020 | Prochloraz (sum of prochloraz, BTS 44595 (M201-04) and BTS 44596 (M201-03), expressed as prochloraz) |  | (Findings don't justify inclusion in EU MACP) Relevant for ruminant's fat, liver and kidney. | MRM | No Data | No | Yes | [40 empty] | AO-M32; AO-M35 | Method validation
| Plant | 1363 | Prochloraz | BTS 44596 | MACP - Plant (2024 ff) |  | Reg. (EU) 2020/192; Applicable from: 04/09/2020 | Prochloraz (sum of prochloraz, BTS 44595 (M201-04) and BTS 44596 (M201-03), expressed as prochloraz) | Obligatory | All (see 'Products to be sampled in 2024'-sheet) | MRM | MRM | No | Yes | 0.005 | 0.1 | 99.4 | 96 | 18 | 38 | 1 | 0.01 | 0.1 | 85.7 | 87 | 6 | 19 | 1 | [22 empty] | FV2017-CEN; | Method Development, Method Validation |  |  |  |  | SRM-19 | Anal. Observ. Report
| Animal | 358 | Prochloraz | Prochloraz | Removed from 2021 WD - Animal onwards | Annex IV (few findings) | Reg. (EU) 2020/192; Applicable from: 04/09/2020 | Prochloraz (sum of prochloraz, BTS 44595 (M201-04) and BTS 44596 (M201-03), expressed as prochloraz) |  | (Findings don't justify inclusion in EU MACP) Relevant for ruminant's fat, liver and kidney. | MRM | SRM | Difficult | Yes | [40 empty] | AO-M05; AO-M06; AO-M07; AO-M11; AO-M13; AO-M14; AO-M15; AO-M20; AO-M27 | Method Development; Method Validation
| Plant | 358 | Prochloraz | Prochloraz | MACP - Plant (2024 ff) |  | Reg. (EU) 2020/192; Applicable from: 04/09/2020 | Prochloraz (sum of prochloraz, BTS 44595 (M201-04) and BTS 44596 (M201-03), expressed as prochloraz) | Obligatory | All (see 'Products to be sampled in 2024'-sheet) | MRM | MRM | Difficult | Yes | 0.002 | 1 | 99 | 99 | 10 | 1095 | 9 | 0.01 | 0.125 | 84.7 | 85 | 8 | 121 | 7 | 0.05 | 0.05 | 121 | 121 | 10 | 11 | 1 | 0.1 | 0.5 | 66 | 68 | 9 | 31 | 1 | [8 empty] | FV2010-M1; FV2010-M4; FV2012-M7; FV2014-M11; FV2014-M12; FV2014-M15; FV2014-M16; FV2015-M17; FV2015-M18; FV2015-M19; FV2017-CEN; FV2017-M22; FV2018-M24; FV2018-M25; FV2019-M30; FV2019-M31; FV2019-M32; FV2019-M34; FV 2020-M38; FV 2020-M39; FV 2020-M42 | Method Development, HRAMS Database, Analytical observation | CF-5; CF-12; CF-14; CF-17; CF-22; CF-28; CF-31A; CF-33; CF-35; CF-36; CF-(S1-S9) | Method Validation; Method Validation; Method Validation; Method Validation; Method Validation; Method Validation; Method Validation; Method Validation; Method Validation; Method Validation; Screening Report |  |  | SRM-19 | Anal. Observ. Report
| Plant | 1081 | Prochloraz | Prochloraz (sum) | MACP - Plant (2024 ff) |  | Reg. (EU) 2020/192; Applicable from: 04/09/2020 | Prochloraz (sum of prochloraz, BTS 44595 (M201-04) and BTS 44596 (M201-03), expressed as prochloraz) | Obligatory | All (see 'Products to be sampled in 2024'-sheet) |  | MRM | [38 empty] | FV2010-M1; FV2010-M4; FV2012-M7; FV2014-M11; FV2014-M12; FV2014-M15; FV2014-M16; FV2015-M17; FV2015-M18; FV2015-M19; FV2017-CEN; FV2017-M22; FV2018-M24; FV2018-M25; FV2019-M30; FV2019-M31; FV2019-M32; FV2019-M34 | Method Development, HRAMS Database |  |  |  |  | SRM-19 | Anal. Observ. Report
| Animal | 1081 | Prochloraz | Prochloraz (Sum) | Removed from 2021 WD - Animal onwards | Annex IV (few findings) | Reg. (EU) 2020/192; Applicable from: 04/09/2020 | Prochloraz (sum of prochloraz, BTS 44595 (M201-04) and BTS 44596 (M201-03), expressed as prochloraz) |  | (Findings don't justify inclusion in EU MACP) Relevant for ruminant's fat, liver and kidney. |  | SRM
| Plant | 359 | Procymidone | Procymidone | MACP - Plant (2024 ff) |  | Reg. (EU) No 1096/2014; Applicable from: 07/05/2015 | Procymidone (R) | Obligatory | All (see 'Products to be sampled in 2024'-sheet) | MRM | MRM | Yes | Difficult | 0.002 | 3 | 100.8 | 101 | 8 | 1465 | 12 | 0.01 | 0.25 | 90.7 | 91 | 7 | 47 | 3 | 0.01 | 0.05 | 94.8 | 93 | 10 | 28 | 1 | 0.01 | 0.05 | 98.2 | 96 | 9 | 49 | 1 | [8 empty] | FV2010-M1; FV2010-M4; FV2012-M6; FV2012-M7; FV2013-M10; FV2014-M11; FV2014-M12; FV2014-M16; FV2015-M17; FV2017-M22; FV2018-M24; FV2018-M25; FV2018-M27; FV2019-M29; FV2019-M34; FV 2020-M35; FV 2020-M37; FV 2020-M42; FV 2021-M43 | Method Development, Method Validation, Analytical observation, HRAMS Database | CF-11; CF-12; CF-14; CF-22; CF-27; CF-28; CF-31A; CF-35; CF-36; CF-(S1-S9) | Method Validation; Method Validation; Method Validation; Method Validation; Method Validation; Method Validation; Method Validation; Method Validation; Method Validation; Screening Report
| Plant | 360 | Profenofos | Profenofos | MACP - Plant (2024 ff) |  | Reg. (EU) 2023/377; Applicable from 14/09/2023 | Profenofos (F) | Obligatory | All (see 'Products to be sampled in 2024'-sheet) | MRM | MRM | Yes | Yes | 0.002 | 1 | 96.9 | 96 | 12 | 701 | 13 | 0.01 | 0.125 | 85.6 | 86 | 6 | 64 | 2 | 0.01 | 0.05 | 92 | 91 | 6 | 19 | 1 | 0.02 | 0.1 | 94.3 | 94 | 9 | 32 | 1 | [8 empty] | FV 2020-M35; FV 2020-M37; FV 2020-M38; FV 2020-M42; FV 2021-M43; FV 2020-M39 | Analytical observation, Method development, Method Validation | CF-21; CF-22; CF-27; CF-28; CF-31A; CF-33; CF-(S1-S9) | Method Validation; Method Validation; Method Validation; Method Validation; Method Validation; Method Validation; Screening Report
| Animal | 360 | Profenofos | Profenofos | WD - Animal (2024) | Annex IV (few findings) | Reg. (EU) 2023/377; Applicable from 14/09/2023 | Profenofos (F) | 1A | Relevant for animal fat, milk and eggs | MRM | MRM | Yes | Yes | [40 empty] | AO-M02; AO-M7; AO-M11; AO-M13; AO-M14; AO-M15; AO-M12; AO-M27; AO-M32; AO-M35 | Method Development; Method Validation
| Plant | 362 | Propamocarb | Propamocarb | MACP - Plant (2024 ff) |  | Reg. (EU) 2020/856 Applicable from: 09/07/2020 | Propamocarb (Sum of propamocarb and its salts, expressed as propamocarb) (R) | Obligatory (certain commodities) | It shall be only analysed in and on table grapes, melons, aubergines, broccoli, sweet peppers/bell peppers and wheat in 2024; in and on strawberries, head cabbages, spinaches, lettuces, tomatoes and barley in 2025; in and on carrots, cauliflowers, onions and potatoes in 2026. | MRM/SRM | MRM/SRM | Difficult | Yes | 0.002 | 20 | 82.5 | 82 | 15 | 1072 | 13 | 0.01 | 0.1 | 53.2 | 58 | 17 | 31 | 2 | 0.05 | 0.05 | 73 | 73 | 7 | 2 | 1 | [7 empty] | 0.01 | 2.251 | 108 | 107 | 7 | 36 | 1 |  | FV2010-M1; FV2010-M4; FV2012-M7; FV2014-M11; FV2014-M12; FV2014-M16; FV2015-M18; FV2015-M19; FV2017-CEN; FV2018-M24; FV2019-M29; FV2019-M30; FV2019-M31; FV2019-M32; FV2019-M34; FV 2020-M37; FV 2020-M38; FV 2020-M39; FV 2020-M42 | Method Development, Method Validation, HRAMS Database, Analytical observation | CF-1; CF-22; CF-28; CF-31A; CF-35; CF-36; CF-(S1-S9) | Method Validation; Method Validation; Method Validation; Method Validation; Method Validation; Method Validation; Screening Report |  |  | SRM-09; SRM-20 | Method development, Method Validation; Anal. Observ. Report
| Plant | 365 | Propargite | Propargite | MACP - Plant (2024 ff) |  | Reg. (EU) 2018/832 Applicable from: 26/06/2018 | Propargite (F) | Obligatory | All (see 'Products to be sampled in 2024'-sheet) | MRM | MRM | Yes | Yes | 0.004 | 1 | 100.9 | 100 | 11 | 1710 | 11 | 0.01 | 0.125 | 91.6 | 90 | 13 | 47 | 3 | 0.01 | 0.05 | 93.3 | 95 | 11 | 19 | 1 | [15 empty] | FV2010-M1; FV2010-M4; FV2012-M7; FV2013-M8; FV2014-M12; FV2014-M15; FV2014-M16; FV2015-M18; FV2017-CEN; FV2017-M22; FV2018-M24; FV2018-M25; FV2018-M28; FV2019-M29; FV2019-M30; FV2019-M31; FV2019-M32; FV2019-M34; FV 2020-M37; FV 2020-M38; FV 2020-M39; FV 2020-M42 | Method Development, Method Validation, HRAMS Database, Analytical observation | CF-15; CF-21; CF-22; CF-27; CF-28; CF-31A; CF-33; CF-35; CF-36; CF-(S1-S9) | Method Validation; Method Validation; Method Validation; Method Validation; Method Validation; Method Validation; Method Validation; Method Validation; Method Validation; Screening Report
| Plant | 367 | Propiconazole | Propiconazole | MACP - Plant (2024 ff) |  | Reg. (EU) 2021/155; Applicable from: 02/09/2021 | Propiconazole (Sum of Isomers) | Obligatory | All (see 'Products to be sampled in 2024'-sheet) | MRM | MRM | Yes | Yes | 0.002 | 5 | 98.1 | 98 | 9 | 924 | 13 | 0.01 | 0.125 | 85.7 | 87 | 6 | 91 | 6 | 0.01 | 0.05 | 84.9 | 87 | 8 | 26 | 1 | [15 empty] | FV2010-M1; FV2010-M3; FV2010-M4; FV2012-M6; FV2012-M7; FV2014-M11; FV2014-M12; FV2014-M15; FV2014-M16; FV2015-M18; FV2015-M19; FV2017-M22; FV2018-M24; FV2018-M25; FV2018-M28; FV2019-M29; FV2019-M30; FV2019-M31; FV2019-M32; FV2019-M34; FV 2020-M35; FV 2020-M37; FV 2020-M38; FV 2020-M39; FV 2021-M42; FV 2020-M43 | Method Development, Method Validation, HRAMS Database, Analytical Observation | CF-11; CF-12; CF-14; CF-17; CF-22; CF-27; CF-28 CF-31A; CF-33; CF-35; CF-36; CF-(S1-S9) | Method Validation; Method Validation; Method Validation; Method Validation; Method Validation; Method Validation; Method Validation; Method Validation; Method Validation; Method Validation; Method Validation; Screening Report
| Plant | 370 | Propyzamide | Propyzamide | MACP - Plant (2024 ff) |  | Reg. (EU) No 1127/2014; Applicable from: 13.05.2015 | Propyzamide (F) (R) | Obligatory | All (see 'Products to be sampled in 2024'-sheet) | MRM | MRM | Yes | Yes | 0.002 | 1 | 100.7 | 101 | 11 | 1847 | 18 | 0.01 | 0.375 | 90.9 | 91 | 7 | 77 | 5 | 0.01 | 0.05 | 96 | 94 | 9 | 20 | 1 | 0.01 | 0.05 | 85.9 | 86 | 9 | 49 | 1 | [8 empty] | FV2010-M1; FV2010-M4; FV2012-M6; FV2013-M8; FV2014-M11; FV2014-M12; FV2014-M15; FV2014-M16; FV2015-M18; FV2015-M19; FV2017-CEN; FV2017-M22; FV2018-M24; FV2018-M25; FV2019-M29; FV2019-M30; FV2019-M31; FV2019-M32; FV2019-M34; FV 2020-M35; FV 2020-M37; FV 2020-M38; FV 2020-M39; FV 2020-M42; FV 2021-M43 | Method Development, Method Validation, Analytical Observation, HRAMS Database | CF-2; CF-21; CF-22; CF-27; CF-28; CF-31A; CF-33; CF-35; CF-36; CF-(S1-S9) | Method Validation; Method Validation; Method Validation; Method Validation; Method Validation; Method Validation; Method Validation; Method Validation; Method Validation; Screening Report
| Plant | 821 | Proquinazid | Proquinazid | MACP - Plant (2024 ff) |  | Reg. (EU) 2022/476 Applicable from 14/04/2022 | Proquinazid (R),(F) | Obligatory | All (see 'Products to be sampled in 2024'-sheet) | MRM | MRM | Yes | Yes | [36 empty] | FV2014-M12; FV2015-M18; FV2018-M24; FV2018-M26; FV2019-M30; FV2019-M31; FV2019-M32; FV2019-M34; FV 2020-M37; FV 2020-M38; FV 2020-M39; FV 2020-M42 | Method Development, Method Validation, HRAMS Database, Analytical observation | CF-4; CF-5; CF-28; CF-(S1-S9) | Method Validation; Method Validation; Method Validation; Screening Report
| Plant | 371 | Prosulfocarb | Prosulfocarb | MACP - Plant (2024 ff) |  | Reg. (EU) 2023/129 Applicable from 26/02/2023 | Prosulfocarb | Obligatory | All (see 'Products to be sampled in 2024'-sheet) | MRM | MRM | Yes | Yes | 0.001 | 0.2 | 99.3 | 99 | 9 | 989 | 12 | 0.01 | 0.125 | 80.3 | 80 | 7 | 102 | 8 | 0.05 | 0.05 | 115 | 115 | 1 | 2 | 1 | [15 empty] | FV2010-M4; FV2012-M7; FV2013-M10; FV2014-M11; FV2015-M17; FV2017-M22; FV2018-M25; FV2019-M29; FV2019-M31; FV2019-M32; FV2019-M34; FV 2020-M37; FV 2020-M38; FV 2020-M39; FV 2020-M42; FV 2021-M43 | Method Development, Method Validation, HRAMS Database, Analytical Observation | CF-22; CF-28; CF-31A; CF-35; CF-36; CF-(S1-S9) | Method Validation; Method Validation; Method Validation; Method Validation; Method Validation; Screening Report
| Plant | 653 | Prothioconazole | Prothioconazole | MACP - Plant (2024 ff) |  | - | _Legally not relevant | Obligatory (certain commodities) | It shall be only analysed in and on sweet peppers/bell peppers and wheat in 2024; in and on head cabbages, lettuces, tomatoes, oats and barley in 2025; in and on carrots, onions, rye and brown rice in 2026. | MRM/SRM | MRM/SRM | Difficult | Yes | 0.002 | 0.2 | 98 | 97 | 18 | 331 | 4 | 0.01 | 0.125 | 86 | 87 | 13 | 23 | 3 | [22 empty] | FV2010-M1; FV2012-M7; FV2014-M16; FV2015-M18; FV2017-CEN; FV2018-M24; FV2018-M26; FV2019-M29; FV2019-M32; FV2019-M34; FV 2020-M42 | Method Development, Method Validation, HRAMS Database, Analytical observation
| Plant | 931 | Prothioconazole | Prothioconazole-Desthio | MACP - Plant (2024 ff) |  | Reg. (EU) 2019/552 Applicable from: 25/04/2019 | Prothioconazole: prothioconazole-desthio (sum of isomers) (F) | Obligatory (certain commodities) | It shall be only analysed in and on sweet peppers/bell peppers and wheat in 2024; in and on head cabbages, lettuces, tomatoes, oats and barley in 2025; in and on carrots, onions, rye and brown rice in 2026. | MRM/SRM | MRM/SRM | Yes | Yes | 0.002 | 0.4 | 102 | 104 | 13 | 178 | 4 | 0.01 | 0.125 | 86.7 | 87 | 7 | 36 | 2 | 0.05 | 0.05 | 110.5 | 111 | 5 | 2 | 1 | [15 empty] | FV2010-M4; FV2012-M7; FV2014-M16; FV2017-CEN; FV2018-M26; FV2018-M27; FV2019-M32; | Method Development, Method Validation, Analytical observation, HRAMS Database | CF-9; CF-12; CF-17; CF-22; CF-26; CF-28; CF-31A; CF-33; CF-35; CF-36; CF-(S1-S9) | Method Validation; Method Validation; Method Validation; Method Validation; Method Validation; Method Validation; Method Validation; Method Validation; Method Validation; Method Validation; Screening Report
| Animal | 931 | Prothioconazole | Prothioconazole-Desthio | WD - Animal (2024) | Annex IV (few findings) | Reg. (EU) 2019/552 Applicable from: 25/04/2019 | Prothioconazole: prothioconazole-desthio (sum of isomers) (F) | 2A | Relevant for ruminant's and swine liver and kidney | MRM | MRM/SRM | Yes | Yes | [40 empty] | AO-M14; AO-M15; AO-M27 | Method Development; Method Validation
| Plant | 373 | Prothiofos | Prothiofos | WD - Plant (2024) | Annex IV (few findings) | - | _No specific RD established so far | 1B | Substance mainly of interest for imported commodities. Findings reported in citrus fruits, aubergines and wheat | MRM | MRM | Yes | Yes | 0.01 | 1 | 99 | 99 | 11 | 603 | 9 | 0.05 | 0.375 | 72 | 72 | 10 | 18 | 3 | 0.05 | 0.05 | 104 | 104 | 14 | 2 | 1 | [15 empty] | FV2010-M4; FV2012-M7; FV2013-M10; FV2014-M11; FV2014-M12; FV2014-M15; FV2014-M16; FV2015-M17; FV2015-M18; FV2017-M22; FV2018-M25; FV2018-M26; FV2019-M30; FV2019-M32; FV2019-M33; FV2019-M34; FV 2020-M35; FV 2020-M38; FV 2021-M42; FV 2020-M43 | Method Development, Method Validation, HRAMS Database, Analytical Observation | CF-2; CF-21; CF-22; CF-27; CF-28; CF-31A; CF-33; CF-35; CF-36; CF-(S1-S9) | Method Validation; Method Validation; Method Validation; Method Validation; Method Validation; Method Validation; Method Validation; Method Validation; Method Validation; Screening Report
| Plant | 374 | Pymetrozine | Pymetrozine | MACP - Plant (2024 ff) |  | Reg. (EU) 2021/155; Applicable from: 02/09/2021 | Pymetrozine (R) | Obligatory (certain commodities) | It shall only be analysed in and on aubergines, melons and sweet peppers/bell peppers in 2024; in and on head cabbages, lettuces, strawberries, spinaches and tomatoes in 2025. It shall not be analysed in or on any product in 2026. | MRM/SRM | MRM/SRM | Yes | Yes | 0.001 | 0.24 | 52.8 | 53 | 13 | 541 | 7 | 0.01 | 0.1 | 92.3 | 92 | 9 | 42 | 3 | 0.05 | 0.05 | 73 | 71 | 3 | 3 | 1 | [15 empty] | FV2010-M4; FV2012-M6; FV2012-M7; FV2014-M11; FV2014-M12; FV2014-M16; FV2015-M18; FV2015-M19; FV2018-M24; FV2018-M28; FV2019-M29; FV2019-M30; FV2019-M31; FV2019-M32; FV2019-M34; FV 2020-M37; FV 2020-M38; FV 2020-M39; FV 2020-M42 | Method Development, Method Validation, HRAMS Database, Analytical observation | CF-1; CF-31A; CF-(S1-S9) | Method Validation; Method Validation; Screening Report |  |  | SRM-32 | Anal. Observ. Report
| Plant | 496 | Pyraclostrobin | Pyraclostrobin | MACP - Plant (2024 ff) |  | Reg. (EU) 2022/1324 Applicable from 18/08/2022 | Pyraclostrobin (F) | Obligatory | All (see 'Products to be sampled in 2024'-sheet) | MRM | MRM | Yes | Yes | 0.002 | 0.5 | 99.4 | 99 | 10 | 997 | 9 | 0.01 | 0.125 | 90.1 | 91 | 6 | 72 | 7 | 0.05 | 0.05 | 106.5 | 107 | 4 | 2 | 1 | [15 empty] | FV2010-M1; FV2010-M4; FV2012-M6; FV2012-M7; FV2014-M11; FV2014-M12; FV2014-M15; FV2014-M16; FV2015-M18; FV2015-M19; FV2017-CEN; FV2017-M22; FV2018-M24; FV2018-M25; FV2019-M29; FV2019-M30; FV2019-M31; FV2019-M32; FV2019-M34; FV 2020-M35; FV 2020-M37; FV 2020-M38; FV 2020-M39; FV 2020-M42; FV 2021-M43 | Method Development, Method Validation, HRAMS Database, Analytical Observation | CF-1; CF-4; CF-12; CF-17; CF-22; CF-26; CF-28; CF-31A; CF-33; CF-35; CF-36; CF-(S1-S9) | Method Validation; Method Validation; Method Validation; Method Validation; Method Validation; Method Validation; Method Validation; Method Validation; Method Validation; Method Validation; Method Validation; Screening Report
| Plant | 376 | Pyrethrins | Pyrethrin (sum) | WD - Plant (2024) | Annex II (Support requested from EURLs) | Reg. (EC) No 149/2008; Applicable from: 01.09.2008 | Pyrethrins | 2A | Especially relevant for all kinds of fruits, vegetables and cereals within the EU MACP scope. Additionally relevant for several non-MACP commodities such as: currants, strawberries, oranges, peaches, grapes, fresh herbs (e.g. basil), nuts (e.g. almonds, coconuts, hazelnuts), pineapples, pomegranates, sunflower seeds, green beans, cereals and pulses (e.g. dry beans, rice, barley, rye), fruiting vegetables (e.g. sweet peppers and tomatoes) and leafy vegetables (e.g. spinach, lettuce and rucola). |  | MRM/SRM | Difficult | Yes | 0.01 | 4 | 101 | 100 | 14 | 365 | 3 | 0.125 | 5.375 | 101.5 | 101 | 16 | 8 | 1 | [22 empty] | FV2014-M11; FV2014-M15; FV2014-M16; FV2015-M18; FV2018-M24; FV2018-M26; FV2019-M32; FV2019-M33; FV2019-M34; FV 2020-M39 | Method Development, Method Validation, HRAMS Database
| Plant | 767 | Pyrethrins | Pyrethrins, Cinerin I | WD - Plant (2024) | Annex II (Support requested from EURLs) | Reg. (EC) No 149/2008; Applicable from: 01.09.2008 | Pyrethrins | 2A | Especially relevant for all kinds of fruits, vegetables and cereals within the EU MACP scope. Additionally relevant for several non-MACP commodities such as: currants, strawberries, oranges, peaches, grapes, fresh herbs (e.g. basil), nuts (e.g. almonds, coconuts, hazelnuts), pineapples, pomegranates, sunflower seeds, green beans, cereals and pulses (e.g. dry beans, rice, barley, rye), fruiting vegetables (e.g. sweet peppers and tomatoes) and leafy vegetables (e.g. spinach, lettuce and rucola). | MRM/SRM | MRM/SRM | Difficult | Yes | 0.01 | 0.2 | 92 | 92 | 15 | 95 | 3 | 0.05 | 0.1 | 82.3 | 84 | 8 | 9 | 1 | 0.05 | 0.05 | 97 | 97 |  | 1 | 1 | [15 empty] | FV2019-M33; | Method Validation
| Plant | 768 | Pyrethrins | Pyrethrins, Cinerin II | WD - Plant (2024) | Annex II (Support requested from EURLs) | Reg. (EC) No 149/2008; Applicable from: 01.09.2008 | Pyrethrins | 2A | Especially relevant for all kinds of fruits, vegetables and cereals within the EU MACP scope. Additionally relevant for several non-MACP commodities such as: currants, strawberries, oranges, peaches, grapes, fresh herbs (e.g. basil), nuts (e.g. almonds, coconuts, hazelnuts), pineapples, pomegranates, sunflower seeds, green beans, cereals and pulses (e.g. dry beans, rice, barley, rye), fruiting vegetables (e.g. sweet peppers and tomatoes) and leafy vegetables (e.g. spinach, lettuce and rucola). | MRM/SRM | MRM/SRM | Difficult | Yes | 0.01 | 0.2 | 93 | 93 | 10 | 99 | 3 | 0.05 | 0.1 | 84.9 | 85 | 7 | 10 | 1 | 0.05 | 0.05 | 85.5 | 86 | 16 | 2 | 1 | [15 empty] | FV2019-M33; | Method Validation
| Plant | 769 | Pyrethrins | Pyrethrins, Jasmolin I | WD - Plant (2024) | Annex II (Support requested from EURLs) | Reg. (EC) No 149/2008; Applicable from: 01.09.2008 | Pyrethrins | 2A | Especially relevant for all kinds of fruits, vegetables and cereals within the EU MACP scope. Additionally relevant for several non-MACP commodities such as: currants, strawberries, oranges, peaches, grapes, fresh herbs (e.g. basil), nuts (e.g. almonds, coconuts, hazelnuts), pineapples, pomegranates, sunflower seeds, green beans, cereals and pulses (e.g. dry beans, rice, barley, rye), fruiting vegetables (e.g. sweet peppers and tomatoes) and leafy vegetables (e.g. spinach, lettuce and rucola). | MRM/SRM | MRM/SRM | Difficult | Yes | 0.01 | 0.2 | 89 | 89 | 15 | 100 | 3 | 0.05 | 0.1 | 83.7 | 87 | 9 | 9 | 1 | 0.05 | 0.05 | 119.5 | 120 | 4 | 2 | 1 | [15 empty] | FV2019-M33; | Method Validation
| Plant | 770 | Pyrethrins | Pyrethrins, Jasmolin II | WD - Plant (2024) | Annex II (Support requested from EURLs) | Reg. (EC) No 149/2008; Applicable from: 01.09.2008 | Pyrethrins | 2A | Especially relevant for all kinds of fruits, vegetables and cereals within the EU MACP scope. Additionally relevant for several non-MACP commodities such as: currants, strawberries, oranges, peaches, grapes, fresh herbs (e.g. basil), nuts (e.g. almonds, coconuts, hazelnuts), pineapples, pomegranates, sunflower seeds, green beans, cereals and pulses (e.g. dry beans, rice, barley, rye), fruiting vegetables (e.g. sweet peppers and tomatoes) and leafy vegetables (e.g. spinach, lettuce and rucola). | MRM/SRM | MRM/SRM | Difficult | Yes | 0.01 | 0.2 | 88.6 | 87 | 14 | 94 | 3 | 0.1 | 0.1 | 106.4 | 102 | 16 | 5 | 1 | 0.05 | 0.05 | 125 | 125 | 1 | 2 | 1 | [15 empty] | FV2019-M33; | Method Validation
| Plant | 765 | Pyrethrins | Pyrethrins, Pyrethrin I | WD - Plant (2024) | Annex II (Support requested from EURLs) | Reg. (EC) No 149/2008; Applicable from: 01.09.2008 | Pyrethrins | 2A | Especially relevant for all kinds of fruits, vegetables and cereals within the EU MACP scope. Additionally relevant for several non-MACP commodities such as: currants, strawberries, oranges, peaches, grapes, fresh herbs (e.g. basil), nuts (e.g. almonds, coconuts, hazelnuts), pineapples, pomegranates, sunflower seeds, green beans, cereals and pulses (e.g. dry beans, rice, barley, rye), fruiting vegetables (e.g. sweet peppers and tomatoes) and leafy vegetables (e.g. spinach, lettuce and rucola). | MRM/SRM | MRM/SRM | Difficult | Yes | 0.004 | 1.12 | 94.2 | 93 | 11 | 166 | 4 | 0.05 | 0.1 | 88.7 | 89 | 6 | 15 | 1 | 0.05 | 0.05 | 116.5 | 117 | 18 | 2 | 1
| Plant | 766 | Pyrethrins | Pyrethrins, Pyrethrin II | WD - Plant (2024) | Annex II (Support requested from EURLs) | Reg. (EC) No 149/2008; Applicable from: 01.09.2008 | Pyrethrins | 2A | Especially relevant for all kinds of fruits, vegetables and cereals within the EU MACP scope. Additionally relevant for several non-MACP commodities such as: currants, strawberries, oranges, peaches, grapes, fresh herbs (e.g. basil), nuts (e.g. almonds, coconuts, hazelnuts), pineapples, pomegranates, sunflower seeds, green beans, cereals and pulses (e.g. dry beans, rice, barley, rye), fruiting vegetables (e.g. sweet peppers and tomatoes) and leafy vegetables (e.g. spinach, lettuce and rucola). | MRM/SRM | MRM/SRM | Difficult | Yes | 0.004 | 0.46 | 94 | 92 | 11 | 156 | 4 | 0.05 | 0.1 | 97 | 97 | 7 | 20 | 1 | 0.05 | 0.05 | 93.5 | 94 | 2 | 2 | 1
| Plant | 377 | Pyridaben | Pyridaben | MACP - Plant (2024 ff) |  | Reg. (EU) 2023/679; Applicable from: 13/04/2023 | Pyridaben (F) | Obligatory | All (see 'Products to be sampled in 2024'-sheet) | MRM | MRM | Yes | Yes | 0.002 | 1 | 101 | 100 | 10 | 1463 | 15 | 0.01 | 0.125 | 76.5 | 78 | 8 | 44 | 2 | 0.01 | 0.05 | 85 | 88 | 12 | 6 | 1 | 0.05 | 0.25 | 75 | 71 | 23 | 50 | 1 | [8 empty] | FV2010-M1; FV2010-M3; FV2010-M4; FV2012-M6; FV2012-M7; FV2013-M8; FV2014-M11; FV2014-M12; FV2014-M15; FV2014-M16; FV2015-M17; FV2015-M18; FV2015-M19; FV2017-CEN; FV2017-M22; FV2018-M24; FV2018-M25; FV2019-M29; FV2019-M30; FV2019-M31; FV2019-M32; FV2019-M34; FV 2020-M35; FV 2020-M37; FV 2020-M38; FV 2020-M39; FV 2020-M42; FV 2021-M43 | Method Development, Method Validation, HRAMS Database, Analytical Observation | CF-1; CF-21; CF-22; CF-27; CF-28; CF-31A; CF-33; CF-35; CF-36; CF-(S1-S9) | Method Validation; Method Validation; Method Validation; Method Validation; Method Validation; Method Validation; Method Validation; Method Validation; Method Validation; Screening Report
| Plant | 844 | Pyridalyl | Pyridalyl | MACP - Plant (2024 ff) |  | Reg.(EU) No 616/2021; Applicable from: 06/11/2021 | Pyridalyl | Obligatory | All (see 'Products to be sampled in 2024'-sheet) | MRM | No Data | Yes | Yes | 0.002 | 0.1 | 99.5 | 98 | 16 | 223 | 4 | 0.01 | 0.1 | 59.5 | 61 | 6 | 11 | 2 | [22 empty] | FV2012-M7; FV2018-M26; FV2019-M31; FV2019-M32; FV2019-M34; FV 2020-M37; FV 2020-M39; FV 2020-M42 | Method Development, Method Validation, HRAMS Database, Analytical observation | CF-19; CF-28 | Method Validation; Method Validation
| Plant | 811 | Pyridate | CL 9673 (6-chloro-4-hydroxy-3-phenylpyridazin, a.k.a. Pyridafol) | WD - Interest for Cumulative Risk Assessment | Annex II (Support needed), Annex III (cummulative) | Reg. (EU) 2023/679; Applicable from: 13/04/2023 | Pyridate (sum of pyridate, its hydrolysis product CL 9673 (6-chloro-4-hydroxy-3-phenylpyridazin) and hydrolysable conjugates of CL 9673 expressed as pyridate) |  | especially relevant for grapefruit, oranges, sweet pepper, avocado, Brussel's sprouts, celery, dill, leek, mandarins and tea | MRM | SRM | Yes | Yes | [36 empty] | FV 2020-M38; FV 2020-M39; FV 2020-M42 | Analytical observation, Method development, Method Validation |  |  |  |  | SRM-22 | Anal. Observ. Report | In Anhang II aufnehmen, da in Anhang III genannt, dass Support gebraucht wird
| Plant | 379 | Pyridate | Pyridate | WD - Plant (2024) | Annex II (Support needed) | Reg. (EU) 2023/679; Applicable from: 13/04/2023 | Pyridate (sum of pyridate, its hydrolysis product CL 9673 (6-chloro-4-hydroxy-3-phenylpyridazin) and hydrolysable conjugates of CL 9673 expressed as pyridate) |  | especially relevant for grapefruit, oranges, sweet pepper, avocado, Brussel's sprouts, celery, dill, leek, mandarins and tea | MRM | SRM | Yes | Yes | [36 empty] | FV2012-M7; FV2015-M18; FV2018-M24; FV2019-M31; FV2019-M32; FV2019-M33; FV2019-M34; | Method Development, Method Validation, HRAMS Database | CF-1; CF-28; CF-31A; CF-35 | Method Validation; Method Validation; Method Validation; Method Validation |  |  | SRM-22 | Anal. Observ. Report
| Plant | 379 | Pyridate | Pyridate | WD - Interest for Cumulative Risk Assessment | Annex II (Support needed), Annex III (cummulative) | Reg. (EU) 2023/679; Applicable from: 13/04/2023 | Pyridate (sum of pyridate, its hydrolysis product CL 9673 (6-chloro-4-hydroxy-3-phenylpyridazin) and hydrolysable conjugates of CL 9673 expressed as pyridate) |  | especially relevant for grapefruit, oranges, sweet pepper, avocado, Brussel's sprouts, celery, dill, leek, mandarins and tea | MRM | SRM | Yes | Yes | 0.001 | 0.1 | 72 | 74 | 19 | 201 | 2 | 0.01 | 0.125 | 73.7 | 69 | 18 | 17 | 2 | [22 empty] | FV2012-M7; FV2015-M18; FV2018-M24; FV2019-M31; FV2019-M32; FV2019-M33; FV2019-M34; | Method Development, Method Validation, HRAMS Database | CF-1; CF-28; CF-31A; CF-35 | Method Validation; Method Validation; Method Validation; Method Validation |  |  | SRM-22 | Anal. Observ. Report | In Anhang II aufnehmen, da in Anhang III genannt, dass Support gebraucht wird
| Plant | 1669 | Pyridate | Pyridate (Sum, following hydrolysis) | WD - Plant (2024) | Annex II (Support needed) | Reg. (EU) 2023/679; Applicable from: 13/04/2023 | Pyridate (sum of pyridate, its hydrolysis product CL 9673 (6-chloro-4-hydroxy-3-phenylpyridazin) and hydrolysable conjugates of CL 9673 expressed as pyridate) |  | especially relevant for grapefruit, oranges, sweet pepper, avocado, Brussel's sprouts, celery, dill, leek, mandarins and tea |  | SRM | Yes | Yes | [42 empty] | SRM-22 | Anal. Observ. Report
| Plant | 1669 | Pyridate | Pyridate (Sum, following hydrolysis) | WD - Interest for Cumulative Risk Assessment | Annex II (Support needed), Annex III (cummulative) | Reg. (EU) 2023/679; Applicable from: 13/04/2023 | Pyridate (sum of pyridate, its hydrolysis product CL 9673 (6-chloro-4-hydroxy-3-phenylpyridazin) and hydrolysable conjugates of CL 9673 expressed as pyridate) |  | especially relevant for grapefruit, oranges, sweet pepper, avocado, Brussel's sprouts, celery, dill, leek, mandarins and tea |  | SRM | Yes | Yes | [42 empty] | SRM-22 | Anal. Observ. Report | In Anhang II aufnehmen, da in Anhang III genannt, dass Support gebraucht wird
| Plant | 381 | Pyrimethanil | Pyrimethanil | MACP - Plant (2024 ff) |  | Reg. (EU) 2018/832 Applicable from: 26/06/2018 | Pyrimethanil (R) | Obligatory | All (see 'Products to be sampled in 2024'-sheet) | MRM | MRM | Yes | Yes | 0.002 | 2.8 | 97.6 | 96 | 9 | 2286 | 17 | 0.01 | 0.125 | 77 | 79 | 8 | 58 | 4 | 0.01 | 0.05 | 94 | 94 | 7 | 20 | 1 | 0.03 | 0.15 | 87.3 | 88 | 11 | 32 | 1 | [8 empty] | FV2010-M1; FV2010-M4; FV2012-M7; FV2013-M8; FV2013-M10; FV2014-M11; FV2014-M12; FV2014-M15; FV2014-M16; FV2015-M17; FV2015-M18; FV2015-M19; FV2017-CEN; FV2017-M22; FV2018-M24; FV2018-M25; FV2019-M29; FV2019-M30; FV2019-M31; FV2019-M32; FV2019-M34; FV 2020-M35; FV 2020-M37; FV 2020-M38; FV 2020-M39; FV 2020-M42; FV 2021-M43 | Method Development, Method Validation, HRAMS Database, Analytical Observation | CF-1; CF-2; CF-11; CF-12; CF-14; CF-22; CF-26; CF-27; CF-28; CF-31A; CF-33; CF-35; CF-36; CF-(S1-S9) | Method Validation; Method Validation; Method Validation; Method Validation; Method Validation; Method Validation; Method Validation; Method Validation; Method Validation; Method Validation; Method Validation; Method Validation; Method Validation; Screening Report
| Plant | 1286 | Pyriofenone | Pyriofenone | WD - Plant (2024) | Annex II (Support requested from EURLs); Annex IV (Few Findings) | Reg. (EU) 2020/1566; Applicable from: 17/05/2021 | Pyriofenone | 1A | Found in wines. | MRM | MRM | Yes | Yes | 0.05 | 0.05 | 98 | 97 | 3 | 10 | 1 | [29 empty] | FV2018-M26; FV2019-M31; FV2019-M32; FV2019-M34; FV 2020-M35; FV 2020-M42; FV 2021-M43 | Method Development, Method Validation, Analytical Observation | CF-29 | Method Validation
| Plant | 1286 | Pyriofenone | Pyriofenone | WD - Interest for Cumulative Risk Assessment | Annex III (cummulative) | Reg. (EU) 2020/1566; Applicable from: 17/05/2021 | Pyriofenone |  | especially interesting on table grapes | MRM | MRM | Yes | Yes | 0.05 | 0.05 | 98 | 97 | 3 | 10 | 1 | [29 empty] | FV2018-M26; FV2019-M31; FV2019-M32; FV2019-M34; FV 2020-M35; FV 2020-M42; FV 2021-M43 | Method Development, Method Validation, Analytical Observation | CF-29 | Method Validation
| Plant | 382 | Pyriproxyfen | Pyriproxyfen | MACP - Plant (2024 ff) |  | Reg. (EU) 2023/679; Applicable from 02/04/2024 PROSPECTIVE: Reg. (EU) 2023/1753; Applicable from 02/04/2024 | Pyriproxyfen (F) | Obligatory | All (see 'Products to be sampled in 2024'-sheet) | MRM | MRM | Yes | Yes | 0.002 | 1 | 98.9 | 98 | 10 | 1596 | 10 | 0.01 | 0.125 | 76.8 | 78 | 7 | 94 | 6 | 0.01 | 0.05 | 76 | 81 | 13 | 26 | 1 | [15 empty] | FV2010-M1; FV2010-M3; FV2010-M4; FV2012-M6; FV2012-M7; FV2013-M8; FV2013-M10; FV2014-M11; FV2014-M12; FV2014-M15; FV2014-M16; FV2015-M17; FV2015-M18; FV2015-M19; FV2017-CEN; FV2017-M22; FV2018-M24; FV2018-M25; FV2019-M29; FV2019-M30; FV2019-M31; FV2019-M32; FV2019-M34; FV 2020-M35; FV 2020-M37; FV 2020-M38; FV 2020-M39; FV 2020-M42; FV 2021-M43 | Method Development, Method Validation, HRAMS Database, Analytical Observation | CF-15; CF-21; CF-22; CF-26; CF-27; CF-28; CF-31A; CF-33; CF-35; CF-36; CF-(S1-S9) | Method Validation; Method Validation; Method Validation; Method Validation; Method Validation; Method Validation; Method Validation; Method Validation; Method Validation; Method Validation; Screening Report
| Plant | 384 | Quinalphos | Quinalphos | WD - Plant (2024) | Annex IV (few findings) | Reg. (EU) 2015/868 Applicable from: 30/12/2015 | Quinalphos (F) | 1B | Found in peas with pods | MRM | MRM | Yes | Yes | 0.01 | 0.4 | 99.6 | 99 | 11 | 1018 | 14 | 0.05 | 0.25 | 75.3 | 77 | 8 | 20 | 3 | 0.01 | 0.05 | 89.5 | 81 | 27 | 6 | 1 | [15 empty] | FV2010-M3; FV2010-M4; FV2012-M6; FV2012-M7; FV2013-M8; FV2013-M10; FV2014-M11; FV2015-M17; FV2017-M22; FV2018-M25; FV2018-M28; FV2019-M31; FV2019-M32; FV2019-M33; FV2019-M34; FV 2020-M35; FV 2020-M38; FV 2020-M39; FV 2020-M40; FV 2020-M42; FV 2021-M43 | Method Development, Method Validation, HRAMS Database, Analytical Observation | CF-2; CF-28; CF-(S1-S9) | Method Validation; Method Validation; Screening Report
| Plant | 386 | Quinoclamine | Quinoclamine | WD - Interest for Cumulative Risk Assessment | Annex III (cummulative) | Reg. (EU) No 703/2014; Applicable from: 16.01.2015 | Quinoclamine |  |  | MRM | MRM | Yes | Yes | 0.01 | 0.5 | 99 | 99 | 15 | 314 | 3 | 0.025 | 0.375 | 93.5 | 92 | 13 | 6 | 2 | 0.05 | 0.05 | 96 | 99 | 5 | 3 | 1 | [15 empty] | FV2012-M7; FV2015-M18; FV2017-M22; FV2018-M24; FV2018-M25; FV2018-M26; FV2018-M28; FV2019-M30; FV2019-M31; FV2019-M32; FV2019-M33; FV2019-M34; FV 2020-M38; FV 2020-M39; FV 2020-M42 | Method Development, Method Validation, HRAMS Database, Analytical observation | CF-34 | Method Validation
| Plant | 387 | Quinoxyfen | Quinoxyfen | MACP - Plant (2024 ff) |  | Reg. (EU) No 36/2014; Applicable from: 10.02.2014 | Quinoxyfen (F) | Obligatory | All (see 'Products to be sampled in 2024'-sheet) | MRM | MRM | Yes | Yes | 0.002 | 1 | 99.4 | 99 | 9 | 1960 | 13 | 0.01 | 0.375 | 58.1 | 59 | 10 | 91 | 6 | 0.05 | 0.05 | 105.5 | 106 | 11 | 2 | 1 | 0.02 | 0.1 | 85.5 | 86 | 11 | 49 | 1 | [8 empty] | FV2010-M1; FV2010-M4; FV2012-M7; FV2013-M10; FV2014-M11; FV2014-M12; FV2014-M15; FV2014-M16; FV2015-M17; FV2015-M18; FV2015-M19; FV2017-CEN; FV2017-M22; FV2018-M24; FV2018-M25; FV2018-M28; FV2019-M29; FV2019-M30; FV2019-M31; FV2019-M32; FV2019-M34; FV 2020-M35; FV 2020-M37; FV 2020-M38; FV 2020-M39; FV 2021-M42; FV 2020-M43 | Method Development, Method Validation, HRAMS Database, Analytical Observation | CF-11; CF-12; CF-14; CF-22; CF-27; CF-28; CF-31A; CF-33; CF-35; CF-36; CF-(S1-S9) | Method Validation; Method Validation; Method Validation; Method Validation; Method Validation; Method Validation; Method Validation; Method Validation; Method Validation; Method Validation; Screening Report
| Plant | 335 | Quintozene | Pentachloroaniline | WD - Plant (2024) | Annex IV (few findings) | Reg. (EU) No 899/2012; Applicable from: 26.04.2013 | Quintozene (sum of quintozene and pentachloro-aniline expressed as quintozene) (F) | 1A |  | MRM | MRM | Yes | No Data | 0.01 | 0.17 | 99 | 99 | 13 | 498 | 6 | 0.1 | 0.25 | 65.3 | 67 | 11 | 13 | 2 | 0.05 | 0.05 | 92 | 92 | 3 | 5 | 1 | [15 empty] | FV2010-M4; FV2017-M22; FV2018-M25; FV 2020-M35 | Method Development, HRAMS Database | CF-23B; CF-28 | Method Validation; Method Validation
| Plant | 388 | Quintozene | Quintozene | WD - Plant (2024) | Annex IV (few findings) | Reg. (EU) No 899/2012; Applicable from: 26.04.2013 | Quintozene (sum of quintozene and pentachloro-aniline expressed as quintozene) (F) | 1A |  | MRM | MRM | Yes | No | 0.01 | 0.4 | 99.6 | 99 | 11 | 1018 | 14 | 0.05 | 0.25 | 75.3 | 77 | 8 | 20 | 3 | 0.01 | 0.05 | 89.5 | 81 | 27 | 6 | 1 | [15 empty] | FV2010-M4; FV2014-M11; FV2017-M22; FV2018-M25; FV2018-M26; FV2019-M33; FV2019-M34; FV 2020-M35; FV 2021-M43 | Method Development, Method Validation, HRAMS Database, Analytical Observation | CF-23B; CF-28 | Method Validation; Method Validation
| Plant | 930 | Quintozene | Quintozene (sum) | WD - Plant (2024) | Annex IV (few findings) | Reg. (EU) No 899/2012; Applicable from: 26.04.2013 | Quintozene (sum of quintozene and pentachloro-aniline expressed as quintozene) (F) | 1A |  |  | MRM |  |  | 0.01 | 0.4 | 99.6 | 99 | 11 | 1018 | 14 | 0.05 | 0.25 | 75.3 | 77 | 8 | 20 | 3 | 0.01 | 0.05 | 89.5 | 81 | 27 | 6 | 1 | [15 empty] | See single components |  | See single components
| Plant | 364 | Quizalofop | Propaquizafop | WD - Interest for Cumulative Risk Assessment | Annex III (cummulative) | Reg. (EU) 2023/377; Applicable from 14/09/2023 | Quizalofop (sum of quizalofop, its salts, its esters (including propaquizafop) and its conjugates, expressed as quizalofop (any ratio of constituent isomers)) |  | especially relevant for carrots, head cabbage, spinach, broccoli, spinach and potatoes, celeriac, parsley, coriander, caraway, fennel. herbs (dill, balm, basil, mint, thyme); beet, chard, artichoke and chicory | MRM | SRM | Yes | Yes | 0.002 | 0.5 | 98 | 98 | 14 | 327 | 3 | 0.01 | 0.125 | 90.8 | 91 | 5 | 22 | 2 | 0.05 | 0.05 | 110 | 110 | 3 | 2 | 1 | [15 empty] | FV2010-M4; FV2012-M7; FV2015-M18; FV2018-M24; FV2018-M26; FV2019-M30; FV2019-M31; FV2019-M32; FV2019-M33; FV2019-M34; FV 2020-M38; FV 2020-M39; FV 2020-M42 | Method Development, Method Validation, HRAMS Database, Analytical observation | CF-19; CF-28 | Method Validation; Method Validation |  |  | SRM-43 | Anal. Observ. Report
| Plant | 1522 | Quizalofop | Quizalofop (incl. Quizalofop-P) | WD - Interest for Cumulative Risk Assessment | Annex III (cummulative) | Reg. (EU) 2023/377; Applicable from 14/09/2023 | Quizalofop (sum of quizalofop, its salts, its esters (including propaquizafop) and its conjugates, expressed as quizalofop (any ratio of constituent isomers)) |  | especially relevant for carrots, head cabbage, spinach, broccoli, spinach and potatoes, celeriac, parsley, coriander, caraway, fennel. herbs (dill, balm, basil, mint, thyme); beet, chard, artichoke and chicory | MRM/SRM | SRM | No | Yes | 0.002 | 0.1 | 105 | 106 | 14 | 471 | 3 | 0.01 | 0.125 | 85.4 | 84 | 14 | 30 | 2 | [22 empty] | FV2019-M31; FV2019-M34; FV 2020-M39; FV 2020-M42 | Method Development, Analytical observation, Method Validation |  |  |  |  | SRM-43 | Anal. Observ. Report
| Plant | 1807 | Quizalofop | Quizalofop (sum, following hydolysis) | WD - Interest for Cumulative Risk Assessment | Annex III (cummulative) | Reg. (EU) 2023/377; Applicable from 14/09/2023 | Quizalofop (sum of quizalofop, its salts, its esters (including propaquizafop) and its conjugates, expressed as quizalofop (any ratio of constituent isomers)) |  | especially relevant for carrots, head cabbage, spinach, broccoli, spinach and potatoes, celeriac, parsley, coriander, caraway, fennel. herbs (dill, balm, basil, mint, thyme); beet, chard, artichoke and chicory |  | SRM | No | Yes | 0.05 | 0.05 | 77.2 | 79 | 15 | 7 | 1 | [35 empty] | SRM-43 | Anal. Observ. Report
| Animal | 660 | Resmethrin | Resmethrin (sum) | WD - Animal (2024) | Annex IV (few findings) | Reg. (EU) 2015/868; Applicable from: 30/12/2015 | Resmethrin (resmethrin including other mixtures of consituent isomers (sum of isomers)) (F) | 1A | Relevant for animal fat, muscle, liver, kidney, cow's milk and eggs |  | MRM | Yes | Yes | [40 empty] | AO-M02; AO-M07; AO-M11; AO-M13; AO-M36 | Method Development; Method Validation
| Animal | 1340 | Resmethrin | Resmethrin, cis- | WD - Animal (2024) | Annex IV (few findings) | Reg. (EU) 2015/868; Applicable from: 30/12/2015 | Resmethrin (resmethrin including other mixtures of consituent isomers (sum of isomers)) (F) | 1A | Relevant for animal fat, muscle, liver, kidney, cow's milk and eggs | MRM | MRM | Yes | Yes | [40 empty] | AO-M02; AO-M07; AO-M11; AO-M13; AO-M14; AO-M15; AO-M25; AO-M36 | Method Development; Method Validation
| Animal | 1341 | Resmethrin | Resmethrin, trans- | WD - Animal (2024) | Annex IV (few findings) | Reg. (EU) 2015/868; Applicable from: 30/12/2015 | Resmethrin (resmethrin including other mixtures of consituent isomers (sum of isomers)) (F) | 1A | Relevant for animal fat, muscle, liver, kidney, cow's milk and eggs | MRM | MRM | Yes | Yes | [40 empty] | AO-M02; AO-M07; AO-M11; AO-M13; AO-M12; AO-M25; AO-M34; AO-M36 | Method Development; Method Validation
| Plant | 498 | Rotenone | Rotenone | WD - Plant (2024) | Annex IV (few findings) | Reg. (EC) No 149/2008; Applicable from: 01.09.2008 | Rotenone | 1B |  | MRM | MRM | No | Yes | 0.001 | 2.5 | 100.3 | 100 | 14 | 671 | 6 | 0.01 | 0.125 | 91.3 | 90 | 9 | 45 | 3 | 0.05 | 0.05 | 111 | 110 | 22 | 3 | 1 | [15 empty] | FV2012-M7; FV2014-M11; FV2014-M12; FV2014-M15; FV2014-M16; FV2015-M18; FV2015-M19; FV2018-M24; FV2018-M26; FV2018-M28; FV2019-M30; FV2019-M31; FV2019-M32; FV2019-M33; FV2019-M34; FV 2020-M38; FV 2020-M39; FV 2020-M42 | Method Development, Method Validation, HRAMS Database, Analytical observation | CF-16; CF-28 | Method Validation; Method Validation
| Plant | 1111 | Spinetoram | Spinetoram | MACP - Plant (2024 ff) |  | Reg (EU) 2023/1069; Applicable from 22/06/2023 | Spinetoram (sum of spinetoram-J and spinetoram-L)(F),(A) | Obligatory | All (see 'Products to be sampled in 2024'-sheet) | MRM | No Data | No | Yes | 0.001 | 0.1 | 101 | 102 | 12 | 87 | 3 | 0.01 | 0.125 | 63 | 65 | 14 | 19 | 2 | 0.05 | 0.05 | 97 | 97 | 11 | 3 | 1 | [15 empty] | FV2014-M12; FV2018-M26; FV2019-M31; FV2019-M32; FV2019-M34; FV 2020-M38; FV 2020-M39; FV 2020-M41 FV 2020-M42 | Method Development, Method Validation, Analytical observation | CF-19; CF-28 | Method Validation; Method Validation
| Plant | 479 | Spinosad | Spinosad (sum) | MACP - Plant (2024 ff) |  | Reg. (EU) 2022/1406 Applicable from 28/02/2023 | Spinosad (spinosad, sum of spinosyn A and spinosyn D) (F) | Obligatory | All (see 'Products to be sampled in 2024'-sheet) |  | MRM | No | Yes | 0.005 | 0.5 | 97 | 97 | 15 | 621 | 3 | 0.02 | 0.125 | 24.6 | 41 | 32 | 6 | 2 | [22 empty] | FV2010-M1; FV2018-M27; FV2019-M34; FV 2020-M38; FV 2020-M39; FV 2020-M41; FV 2020-M42 | Method Development, Analytical observation, Method Validation | CF-6; CF-15; CF-21; CF-26; CF-28; CF-31A; CF-34; CF-35; CF-36; CF-(S1-S9) | Method Validation; Method Validation; Method Validation; Method Validation; Method Validation; Method Validation; Method Validation; Method Validation; Method Validation; Screening Report
| Plant | 709 | Spinosad | Spinosyn A | MACP - Plant (2024 ff) |  | Reg. (EU) 2022/1406 Applicable from 28/02/2023 | Spinosad (spinosad, sum of spinosyn A and spinosyn D) (F) | Obligatory | All (see 'Products to be sampled in 2024'-sheet) | MRM | MRM | No | Yes | 0.001 | 2.5 | 97.4 | 96 | 10 | 885 | 10 | 0.01 | 0.1 | 82.8 | 81 | 9 | 74 | 1 | 0.05 | 0.05 | 98.5 | 99 | 5 | 2 | 1 | [15 empty] | FV2010-M4; FV2012-M7; FV2014-M11; FV2014-M12; FV2014-M16; FV2015-M18; FV2015-M19; FV2017-CEN; FV2018-M24; FV2019-M29; FV2019-M30; FV2019-M31; FV2019-M32; FV 2020-M38; FV 2020-M39; FV 2020-M41; FV 2020-M42 | Method Development, Method Validation, HRAMS Database, Analytical observation | CF-6; CF-15; CF-21; CF-26; CF-28; CF-31A | Method Validation; Method Validation; Method Validation; Method Validation; Method Validation; Method Validation
| Plant | 710 | Spinosad | Spinosyn D | MACP - Plant (2024 ff) |  | Reg. (EU) 2022/1406 Applicable from 28/02/2023 | Spinosad (spinosad, sum of spinosyn A and spinosyn D) (F) | Obligatory | All (see 'Products to be sampled in 2024'-sheet) | MRM | MRM | No | Yes | 0.001 | 2.5 | 95.3 | 95 | 12 | 875 | 10 | 0.01 | 0.1 | 78.9 | 79 | 10 | 64 | 1 | 0.05 | 0.05 | 101 | 101 | 8 | 2 | 1 | [15 empty] | FV2010-M4; FV2012-M7; FV2014-M11; FV2014-M12; FV2015-M18; FV2015-M19; FV2017-CEN; FV2018-M24; FV2019-M29; FV2019-M30; FV2019-M31; FV2019-M32; FV 2020-M38; FV 2020-M39; FV 2020-M41; FV 2020-M42 | Method Development, Method Validation, HRAMS Database, Analytical observation | CF-6; CF-15; CF-21; CF-26; CF-28; CF-31A | Method Validation; Method Validation; Method Validation; Method Validation; Method Validation; Method Validation
| Plant | 607 | Spirodiclofen | Spirodiclofen | MACP - Plant (2024 ff) |  | Reg. (EU) 2016/1902; Applicable from: 24/11/2016 | Spirodiclofen (F) | Obligatory | All (see 'Products to be sampled in 2024'-sheet) | MRM | MRM | Yes | Yes | 0.002 | 0.5 | 97.8 | 97 | 18 | 715 | 14 | 0.01 | 0.125 | 76.3 | 76 | 16 | 20 | 2 | 0.05 | 0.05 | 103 | 103 |  | 1 | 1 | [15 empty] | FV2014-M11; FV2014-M12; FV2014-M16; FV2015-M17; FV2015-M18; FV2015-M19; FV2017-CEN; FV2017-M22; FV2018-M24; FV2018-M25; FV2019-M29; FV2019-M30; FV2019-M31; FV2019-M32; FV2019-M34; FV 2020-M35; FV 2020-M37; FV 2020-M38; FV 2020-M39; FV 2020-M42; FV 2021-M43 | Method Development, Method Validation, HRAMS Database, Analytical Observation | CF-15; CF-21; CF-22; CF-25; CF-28; CF-31A; CF-35; CF-36; CF-(S1-S9) | Method Validation; Method Validation; Method Validation; Method Validation; Method Validation; Method Validation; Method Validation; Method Validation; Screening Report
| Plant | 703 | Spiromesifen | Spiromesifen | MACP - Plant (2024 ff) |  | Reg. (EU) 2019/1015 Applicable from: 11/07/2019 | Spiromesifen | Obligatory | All (see 'Products to be sampled in 2024'-sheet) | MRM | No Data | Yes | Yes | 0.004 | 0.125 | 99 | 99 | 11 | 401 | 6 | 0.05 | 0.125 | 93 | 91 | 9 | 13 | 3 | 0.05 | 0.05 | 109 | 109 | 35 | 2 | 1 | [15 empty] | FV2012-M7; FV2014-M11; FV2014-M12; FV2014-M16; FV2015-M17; FV2015-M18; FV2015-M19; FV2017-CEN; FV2017-M22; FV2018-M24; FV2018-M25; FV2019-M29; FV2019-M30; FV2019-M31; FV2019-M32; FV2019-M34; FV 2020-M35; FV 2020-M37; FV 2020-M38; FV 2020-M39; FV 2020-M42; FV 2021-M43 | Method Development, Method Validation, HRAMS Database, Analytical Observation | CF-13; CF-18; CF-28 | Method Validation; Method Validation; Method Validation
| Plant | 1036 | Spirotetramat | Spirotetramat | MACP - Plant (2024 ff) |  | Reg. (EU) 2023/1049; Applicable from 20/06/2023 | Spirotetramat and spirotetramat-enol (sum of), expressed as spirotetramat (R) | Obligatory | All (see 'Products to be sampled in 2024'-sheet) | MRM | No Data | Yes | Yes | [36 empty] | FV 2020-M38; FV 2020-M39; FV 2020-M42 | Analytical observation, Method development, Method Validation | CF-16; CF-18; CF-28 | Method Validation; Method Validation; Method Validation
| Plant | 1176 | Spirotetramat | Spirotetramat, BYI 03380-enol | MACP - Plant (2024 ff) |  | Reg. (EU) 2023/1049; Applicable from 20/06/2023 | Spirotetramat and spirotetramat-enol (sum of), expressed as spirotetramat (R) | Obligatory | All (see 'Products to be sampled in 2024'-sheet) | MRM | No Data | Yes | Yes | [36 empty] | FV 2020-M39 | Method development, Method Validation | CF-18; CF-28 | Method Validation; Method Validation
| Plant | 1269 | Spirotetramat | Spirotetramat (Sum) | MACP - Plant (2024 ff) |  | Reg. (EU) 2023/1049; Applicable from 20/06/2023 | Spirotetramat and spirotetramat-enol (sum of), expressed as spirotetramat (R) | Obligatory | All (see 'Products to be sampled in 2024'-sheet) | MRM | No Data | No | Yes | [36 empty] | FV 2020-M39 | Method development, Method Validation | CF-19; CF-28 | Method Validation; Method Validation
| Plant | 395 | Spiroxamine | Spiroxamine | MACP - Plant (2024 ff) |  | Reg. (EU) No 2016/452; Applicable from: 19/04/2016 | Spiroxamine (sum of isomers) (A) (R) | Obligatory | All (see 'Products to be sampled in 2024'-sheet) | MRM | MRM | Yes | Yes | 0.002 | 2.5 | 97.2 | 96 | 12 | 1086 | 10 | 0.01 | 0.125 | 53 | 52 | 10 | 59 | 3 | 0.05 | 0.05 | 90 | 90 | 4 | 2 | 1 | [15 empty] | FV2010-M1; FV2010-M4; FV2012-M7; FV2014-M11; FV2014-M12; FV2014-M16; FV2015-M18; FV2015-M19; FV2017-CEN; FV2018-M24; FV2019-M29; FV2019-M31; FV2019-M32; FV2019-M34; FV 2020-M37; FV 2020-M39; FV 2020-M42 | Method Development, Method Validation, HRAMS Database, Analytical observation | CF-1; CF-12; CF-22; CF-26; CF-27; CF-28; CF-31A; CF-35; CF-36; CF-(S1-S9) | Method Validation; Method Validation; Method Validation; Method Validation; Method Validation; Method Validation; Method Validation; Method Validation; Method Validation; Screening Report
| Animal | 1594 | Spiroxamine | Spiroxamine Carboxylic Acid | WD - Animal (2024) | Annex II (Support requested from EURLs) | Reg. (EU) No 2016/452; Applicable from: 19/04/2016 | Spiroxamine — code 1000000 except 1040000: Spiroxamine carboxylic acid metabolite M06, expressed as spiroxamine (sum of isomers) |  | Relevant for cows’ milk and liver. | MRM/SRM | MRM/SRM | Yes | Yes | [42 empty] | SRM-36 | Anal. Observ. Report
| Plant | 1191 | Sulfoxaflor | Sulfoxaflor | MACP - Plant (2024 ff) | Annex II (Support requested from EURLs) | Reg. (EU) 2018/832 Applicable from: 26/06/2018 | Sulfoxaflor (sum of isomers) | Obligatory | All (see 'Products to be sampled in 2024'-sheet) | MRM | MRM | Yes | Yes | 0.01 | 0.1 | 106 | 105 | 7 | 22 | 1 | [29 empty] | FV 2020-M39; FV 2020-M42 | Analytical observation, Method development, Method Validation | CF-23B; CF-28 | Method Validation; Method Validation
| Animal | 1191 | Sulfoxaflor | Sulfoxaflor | WD - Animal (2024) | Annex II (Support requested from EURLs); Annex IV (Few Findings) | Reg. (EU) 2018/832 Applicable from: 26/06/2018 | Sulfoxaflor (sum of isomers) | 1B |  | MRM | MRM | Yes | Yes | [40 empty] | AO-M27; AO-M28 | MethodValidation
| Plant | 875 | Sulfuryl Fluoride | Sulfuryl Fluoride | WD - Interest for Cumulative Risk Assessment | Annex III (cummulative) | Reg. (EU) 2022/1321 Applicable from 21/02/2023 | Sulfuryl fluoride |  | especially relevant for nuts, oilseeds and dried fruit | SRM | SRM | Yes | No | [42 empty] | SRM-37 | Anal. Observ. Report
| Animal | 231 | Tau-Fluvalinate | Fluvalinate, tau- | WD - Animal (2024) | Annex IV (few findings) | Reg. (EU) 2022/93 Applicable from 14/02/2022 | Fluvalinate (sum of isomers) resulting from the use of tau-fluvalinate(F) | 1A | Relevant matrices: cows’ milk and butter | MRM | MRM | Yes | Yes | [40 empty] | AO-M05; AO-M07; AO-M11; AO-M13; AO-M14; AO-M15; AO-M12; AO-M25; AO-M36 | Method Development; Method Validation
| Plant | 231 | Tau-Fluvalinate | Fluvalinate, tau- | MACP - Plant (2024 ff) |  | Reg. (EU) 2022/93 Applicable from 14/02/2022 | Fluvalinate (sum of isomers) resulting from the use of tau-fluvalinate(F) | Obligatory | All (see 'Products to be sampled in 2024'-sheet) | MRM | MRM | Yes | Yes | 0.002 | 0.627 | 103 | 103 | 15 | 655 | 5 | 0.01 | 0.25 | 92.6 | 93 | 8 | 14 | 2 | 0.05 | 0.05 | 87 | 87 | 13 | 2 | 1 | [15 empty] | FV2010-M1; FV2010-M4; FV2014-M11; FV2014-M12; FV2015-M17; FV2017-M22; FV2018-M25; FV2019-M29; FV2019-M34; FV 2020-M35; FV 2021-M37; FV 2020-M42; FV 2020-M43 | Method Development, Method Validation, HRAMS Database, Analytical Observation | CF-5; CF-21; CF-22; CF-08; CF-31A; CF-(S1-S9) | Method Validation; Method Validation; Method Validation; Method Validation; Method Validation; Screening Report
| Animal | 1603 | Tebuconazole | Hydroxy-Tebuconazole | Removed from 2019 WD - Animal onwards |  | Reg. (EU) 2018/1514 Applicable from: 01/11/2018 | Tebuconazole-code 1000000 except 1040000: sum of tebuconazole, hydroxy-tebuconazole, and their conjugates, expressed as tebuconazole |  |  | MRM | SRM | No Data | Yes | [40 empty] | AO-M32; AO-M35 | Method validation
| Animal | 1672 | Tebuconazole | Hydroxy-Tebuconazole (sum, following hydrolysis) | Removed from 2019 WD - Animal onwards |  | Reg. (EU) 2018/1514 Applicable from: 01/11/2018 | Tebuconazole-code 1000000 except 1040000: sum of tebuconazole, hydroxy-tebuconazole, and their conjugates, expressed as tebuconazole |  |  |  | SRM | No Data | Yes
| Plant | 402 | Tebuconazole | Tebuconazole | MACP - Plant (2024 ff) |  | Reg. (EU) 2018/1514 Applicable from: 01/11/2018 | Tebuconazole (R) | Obligatory | All (see 'Products to be sampled in 2024'-sheet) | MRM | MRM | Yes | Yes | 0.002 | 16 | 101.1 | 102 | 11 | 1577 | 11 | 0.01 | 0.125 | 88 | 87 | 8 | 77 | 4 | 0.05 | 0.05 | 102 | 102 | 6 | 2 | 1 | [15 empty] | FV2010-M1; FV2010-M3; FV2010-M4; FV2012-M6; FV2012-M7; FV2013-M10; FV2014-M11; FV2014-M12; FV2014-M15; FV2014-M16; FV2015-M17; FV2015-M18; FV2015-M19; FV2017-CEN; FV2017-M22; FV2018-M24; FV2018-M25; FV2019-M29; FV2019-M30; FV2019-M31; FV2019-M32; FV2019-M34; FV 2020-M35; FV 2020-M37; FV 2020-M38; FV 2020-M39; FV 2020-M42; FV 2021-M43 | Method Development, Method Validation, HRAMS Database, Analytical Observation | CF-2; CF-11; CF-12; CF-17; CF-22; CF-27; CF-28; CF-31A; CF-33; CF-35; CF-36; CF-(S1-S9) | Method Validation; Method Validation; Method Validation; Method Validation; Method Validation; Method Validation; Method Validation; Method Validation; Method Validation; Method Validation; Method Validation; Screening Report
| Animal | 402 | Tebuconazole | Tebuconazole | Removed from 2019 WD - Animal onwards |  | Reg. (EU) 2018/1514 Applicable from: 01/11/2018 | Tebuconazole-code 1000000 except 1040000: sum of tebuconazole, hydroxy-tebuconazole, and their conjugates, expressed as tebuconazole |  |  | MRM | SRM | Yes | Yes | [40 empty] | AO-M05; AO-M07; AO-M11; AO-M13; AO-M14; AO-M15; AO-M12; AO-M27; AO-M28 | Method Development; Method Validation
| Animal | 1769 | Tebuconazole | Tebuconazole (Sum, following hydrolysis) | Removed from 2019 WD - Animal onwards |  | Reg. (EU) 2018/1514 Applicable from: 01/11/2018 | Tebuconazole-code 1000000 except 1040000: sum of tebuconazole, hydroxy-tebuconazole, and their conjugates, expressed as tebuconazole |  |  |  | SRM
| Animal | 2030 | Tebuconazole | Tebuconazole parent (sum, following hydrolysis) | Removed from 2019 WD - Animal onwards |  | Reg. (EU) 2018/1514 Applicable from: 01/11/2018 | Tebuconazole-code 1000000 except 1040000: sum of tebuconazole, hydroxy-tebuconazole, and their conjugates, expressed as tebuconazole |  |  |  | SRM | Yes | Yes |  |  |  |  | AO-M05, AO-M07, AO-M11, AO-M13, AO-M14, AO-M15, AO-M12 | Method Development, Method Validation
| Plant | 403 | Tebufenozide | Tebufenozide | MACP - Plant (2024 ff) |  | Reg. (EU) 2021/1807; Applicable from: 03/11/2021 | Tebufenozide (F) | Obligatory | All (see 'Products to be sampled in 2024'-sheet) | MRM | MRM | Difficult | Yes | 0.002 | 0.75 | 101.9 | 102 | 9 | 1614 | 14 | 0.01 | 0.125 | 95.4 | 96 | 9 | 111 | 7 | 0.05 | 0.05 | 99.5 | 100 | 1 | 2 | 1 | [15 empty] | FV2010-M1; FV2010-M4; FV2012-M7; FV2014-M11; FV2014-M12; FV2014-M16; FV2015-M18; FV2015-M19; FV2017-CEN; FV2018-M24; FV2019-M29; FV2019-M30; FV2019-M31; FV2019-M32; FV2019-M34; FV 2020-M37; FV 2020-M38; FV 2020-M39; FV 2020-M42 | Method Development, Method Validation, HRAMS Database, Analytical observation | CF-4; CF-6; CF-12; CF-22; CF-28; CF-31A; CF-35; CF-36; CF-(S1-S9) | Method Validation; Method Validation; Method Validation; Method Validation; Method Validation; Method Validation; Method Validation; Method Validation; Screening Report
| Plant | 404 | Tebufenpyrad | Tebufenpyrad | MACP - Plant (2024 ff) |  | Reg. (EU) 2017/693; Applicable from: 03/11/2017 | Tebufenpyrad (F) | Obligatory | All (see 'Products to be sampled in 2024'-sheet) | MRM | MRM | Yes | Yes | 0.002 | 0.5 | 100.5 | 101 | 9 | 1369 | 8 | 0.01 | 0.125 | 78 | 79 | 6 | 89 | 6 | 0.01 | 0.05 | 85.3 | 89 | 15 | 26 | 1 | [15 empty] | FV2010-M1; FV2010-M3; FV2010-M4; FV2012-M7; FV2013-M10; FV2014-M11; FV2014-M12; FV2014-M15; FV2014-M16; FV2015-M17; FV2015-M18; FV2015-M19; FV2017-CEN; FV2017-M22; FV2018-M24; FV2018-M25; FV2019-M29; FV2019-M30; FV2019-M31; FV2019-M32; FV2019-M34; FV 2020-M35; FV 2020-M37; FV 2020-M38; FV 2020-M39; FV 2020-M42; FV 2021-M43 | Method Development, Method Validation, HRAMS Database, Analytical Observation | CF-1; CF-2; CF-15; CF-21; CF-22; CF-26; CF-27; CF-28; CF-31A; CF-33; CF-35; CF-36; CF-(S1-S9) | Method Validation; Method Validation; Method Validation; Method Validation; Method Validation; Method Validation; Method Validation; Method Validation; Method Validation; Method Validation; Method Validation; Method Validation; Screening Report
| Plant | 406 | Teflubenzuron | Teflubenzuron | MACP - Plant (2024 ff) |  | Reg. (EU) 2020/1633; Applicable from: 25/05/2021 | Teflubenzuron (F) | Obligatory | All (see 'Products to be sampled in 2024'-sheet) | MRM | MRM | No | Yes | 0.002 | 0.5 | 98 | 98 | 14 | 862 | 7 | 0.01 | 0.125 | 83.6 | 87 | 22 | 25 | 3 | [22 empty] | FV2010-M1; FV2010-M4; FV2012-M7; FV2014-M12; FV2014-M16; FV2015-M18; FV2017-CEN; FV2018-M24; FV2019-M29; FV2019-M30; FV2019-M31; FV2019-M34; FV 2020-M37; FV 2020-M38; FV 2020-M39 | Method Development, Method Validation, HRAMS Database, Analytical observation | CF-6; CF-22; CF-28; CF-31A; CF-33; CF-35; CF-36; CF-(S1-S9) | Method Validation; Method Validation; Method Validation; Method Validation; Method Validation; Method Validation; Method Validation; Screening Report
| Plant | 407 | Tefluthrin | Tefluthrin | MACP - Plant (2024 ff) |  | Reg. (EU) 2021/1110 Applicable from 27/01/2022 | Tefluthrin (tefluthrin including other mixtures of constituent isomers (sum of isomers))(F) | Obligatory | All (see 'Products to be sampled in 2024'-sheet) | MRM | MRM | Yes | Difficult | 0.002 | 0.5 | 102.3 | 103 | 9 | 862 | 11 | 0.01 | 0.25 | 86.7 | 88 | 8 | 14 | 3 | 0.05 | 0.05 | 95.5 | 96 | 2 | 2 | 1 | 0.01 | 0.05 | 89 | 89 | 8 | 50 | 1 | [8 empty] | FV2010-M1; FV2010-M4; FV2012-M6; FV2014-M11; FV2015-M17; FV2017-M22; FV2018-M25; FV2019-M29; FV2019-M34; FV 2020-M35; FV 2020-M37; FV 2021-M43 | Method Development, Method Validation, HRAMS Database, Analytical Observation | CF-6; CF-21; CF-22; CF-27; CF-28; CF-31A; CF-33; CF-35; CF-36; CF-(S1-S9) | Method Validation; Method Validation; Method Validation; Method Validation; Method Validation; Method Validation; Method Validation; Method Validation; Method Validation; Screening Report
| Plant | 412 | Terbuthylazine | Terbuthylazine | MACP - Plant (2024 ff) |  | Reg. (EU) 2021/1795; Applicable from: 06/11/2021 | Terbuthylazine (R) (F) | Obligatory | All (see 'Products to be sampled in 2024'-sheet) | MRM | No Data | Yes | Yes | 0.001 | 0.5 | 96 | 94 | 13 | 811 | 10 | 0.01 | 0.125 | 83.2 | 84 | 6 | 72 | 6 | 0.01 | 0.05 | 89.4 | 88 | 12 | 32 | 1 | 0.05 | 0.25 | 89 | 91 | 10 | 32 | 1 | [8 empty] | FV2010-M4; FV2012-M7; FV2013-M8; FV2014-M12; FV2014-M16; FV2015-M17; FV2015-M18; FV2015-M19; FV2017-CEN; FV2017-M22; FV2018-M24; FV2018-M25; FV2019-M29; FV2019-M30; FV2019-M31; FV2019-M32; FV2019-M34; FV 2020-M37; FV 2020-M38; FV 2020-M39; FV 2020-M42 | Method Development, Method Validation, HRAMS Database, Analytical observation | CF-13; CF-27; CF-28; CF-33; CF-(S1-S9) | Method Validation; Method Validation; Method Validation; Method Validation; Screening Report
| Plant | 415 | Tetraconazole | Tetraconazole | MACP - Plant (2024 ff) |  | Reg. (EU) 2023/466; Applicable from: 26/09/2023 | Tetraconazole (sum of constituent isomers)(F) | Obligatory | All (see 'Products to be sampled in 2024'-sheet) | MRM | MRM | Yes | Yes | 0.002 | 1 | 100 | 101 | 10 | 1298 | 15 | 0.01 | 0.125 | 96.5 | 96 | 8 | 120 | 8 | 0.05 | 0.05 | 107 | 105 | 4 | 3 | 1 | [15 empty] | FV2010-M1; FV2010-M4; FV2012-M6; FV2012-M7; FV2013-M10; FV2014-M11; FV2014-M12; FV2014-M15; FV2014-M16; FV2015-M17; FV2015-M18; FV2015-M19; FV2017-CEN; FV2017-M22; FV2018-M24; FV2018-M25; FV2019-M29; FV2019-M30; FV2019-M31; FV2019-M32; FV2019-M34; FV 2020-M35; FV 2020-M37; FV 2020-M38; FV 2020-M39; FV 2020-M42; FV 2021-M43 | Method Development, Method Validation, HRAMS Database, Analytical Observation | CF-5; CF-21; CF-22; CF-27; CF-28; CF-31A; CF-33; CF-35; CF-36; CF-(S1-S9) | Method Validation; Method Validation; Method Validation; Method Validation; Method Validation; Method Validation; Method Validation; Method Validation; Method Validation; Screening Report
| Animal | 415 | Tetraconazole | Tetraconazole | WD - Animal (2024) | Annex IV (few findings) | Reg. (EU) 2023/466; Applicable from: 26/09/2023 | Tetraconazole (sum of constituent isomers)(F) | 1A | Relevant for cows’ milk, liver and butter | MRM | MRM | Yes | Yes | [40 empty] | AO-M05; AO-M06; AO-M07; AO-M11; AO-M13; AO-M14; AO-M15; AO-M25; AO-M32; AO-M35 | Method Development; Method Validation
| Plant | 416 | Tetradifon | Tetradifon | MACP - Plant (2024 ff) |  | Reg. (EU) No 310/2011; Applicable from: 21.10.2011 | Tetradifon | Obligatory | All (see 'Products to be sampled in 2024'-sheet) | MRM | MRM | Yes | No | 0.002 | 1 | 101.2 | 101 | 11 | 1359 | 16 | 0.01 | 0.25 | 75.5 | 75 | 6 | 14 | 3 | 0.01 | 0.05 | 93.3 | 95 | 7 | 20 | 1 | 0.01 | 0.05 | 92 | 89 | 10 | 48 | 1 | [8 empty] | FV2010-M1; FV2010-M4; FV2013-M10; FV2014-M11; FV2014-M12; FV2015-M17; FV2017-M22; FV2018-M25; FV2019-M29; FV2019-M34; FV 2020-M35; FV 2020-M37; FV 2021-M43 | Method Development, Method Validation, HRAMS Database, Analytical Observation | CF-2; CF-21; CF-22; CF-27; CF-28; CF-31A; CF-33; CF-35; CF-36; CF-(S1-S9) | Method Validation; Method Validation; Method Validation; Method Validation; Method Validation; Method Validation; Method Validation; Method Validation; Method Validation; Screening Report
| Plant | 417 | Tetramethrin | Tetramethrin | WD - Plant (2024) | Annex IV (few findings) | - | _No specific RD established so far | 1B | Found in green beans, citrus fruits, cereals. | MRM | MRM | Yes | Yes | 0.002 | 2 | 101 | 101 | 12 | 682 | 5 | 0.01 | 0.25 | 88 | 86 | 6 | 15 | 2 | 0.05 | 0.05 | 118 | 118 |  | 1 | 1 | [15 empty] | FV2014-M11; FV2015-M17; FV2017-M22; FV2018-M25; FV2018-M26; FV2019-M33; FV2019-M34; FV 2020-M35; FV 2020-M38; FV 2021-M43 | Method Development, Method Validation, HRAMS Database, Analytical observation | CF-16; CF-27; CF-28; CF-33; CF-(S1-S9) | Method Validation; Method Validation; Method Validation; Method Validation; Screening Report
| Plant | 419 | Thiabendazole | Thiabendazole | MACP - Plant (2024 ff) |  | Reg. (EU) 2023/377; Applicable from 14/09/2023 | Thiabendazole (R) | Obligatory | All (see 'Products to be sampled in 2024'-sheet) | MRM | MRM | Difficult | Yes | 0.002 | 9 | 94 | 94 | 14 | 1652 | 14 | 0.01 | 0.125 | 81 | 81 | 9 | 136 | 7 | 0.05 | 0.05 | 97 | 97 | 0 | 2 | 1 | [15 empty] | FV2010-M1; FV2010-M4; FV2012-M6; FV2012-M7; FV2014-M11; FV2014-M12; FV2014-M16; FV2015-M18; FV2015-M19; FV2017-CEN; FV2018-M24; FV2019-M29; FV2019-M30; FV2019-M31; FV2019-M32; FV2019-M34; FV 2020-M37; FV 2020-M38; FV 2020-M39; FV 2020-M42 | Method Development, Method Validation, HRAMS Database, Analytical observation | CF-16; CF-21; CF-22; CF-26; CF-28; CF-31A; CF-35; CF-36; CF-(S1-S9) | Method Validation; Method Validation; Method Validation; Method Validation; Method Validation; Method Validation; Method Validation; Method Validation; Screening Report
| Plant | 488 | Thiacloprid | Thiacloprid | MACP - Plant (2024 ff) |  | Reg. (EU) 2019/50 Applicable from: 01/01/2019 | Thiacloprid | Obligatory | All (see 'Products to be sampled in 2024'-sheet) | MRM | MRM | Difficult | Yes | 0.002 | 6 | 100 | 100 | 10 | 1563 | 12 | 0.01 | 0.125 | 98.3 | 98 | 7 | 116 | 5 | 0.05 | 0.05 | 101 | 102 | 4 | 3 | 1 | [15 empty] | FV 2010-M1; FV 2010-M4; FV 2012-M6; FV 2014-M11; FV 2014-M12; FV-2014-M16; FV 2020-M37; FV 2020-M38; FV 2020-M39; FV 2020-M42 | Method Development, Method Validation, Analytical observation | CF-6; CF-12; CF-22; CF-26; CF-28; CF-31A; CF-33; CF-35; CF-(S1-S9) | Method Validation; Method Validation; Method Validation; Method Validation; Method Validation; Method Validation; Method Validation; Method Validation; Screening Report
| Honey | 488 | Thiacloprid | Thiacloprid | WD - Honey (2024) | Annex VII | Reg. (EU) 2019/50 Applicable from: 01/01/2019 | Thiacloprid |  | Honey | MRM | MRM | Difficult | Yes | [40 empty] | AO-M09; AO-M28 | Method Development; Method Validation
| Animal | 488 | Thiacloprid | Thiacloprid | WD - Animal (2024) | Annex IV (few findings) | Reg. (EU) 2019/50 Applicable from: 01/01/2019 | Thiacloprid | 1A | Relevant for liver, kidney and honey | MRM | MRM | Difficult | Yes | 0.002 | 6 | 100 | 100 | 10 | 1563 | 12 | 0.01 | 0.125 | 98.3 | 98 | 7 | 116 | 5 | 0.05 | 0.05 | 101 | 102 | 4 | 3 | 1 | [19 empty] | AO-M05; AO-M06; AO-M07; AO-M11; AO-M13; AO-M25; AO-M28; AO-M32; AO-M35 | Method Development; Method Validation
| Plant | 549 | Thiamethoxam | Thiamethoxam | MACP - Plant (2024 ff) |  | Reg. (EU) 2017/671; Applicable from: 28/04/2017 PROSPECTIVE: Reg. (EU) 2023/334; Applicable from 07/03/2026 | Thiamethoxam | Obligatory | All (see 'Products to be sampled in 2024'-sheet) | MRM | MRM | Difficult | Yes | 0.002 | 0.24 | 96.3 | 96 | 13 | 1128 | 12 | 0.01 | 0.1 | 98.5 | 99 | 11 | 156 | 8 | 0.05 | 0.05 | 90.5 | 91 | 4 | 2 | 1 | [15 empty] | FV2010-M1; FV2010-M4; FV2012-M6; FV2012-M7; FV2014-M11; FV2014-M12; FV2014-M16; FV2015-M18; FV2015-M19; FV2017-CEN; FV2018-M24; FV2019-M29; FV2019-M30; FV2019-M31; FV2019-M32; FV2019-M34; FV 2020-M37; FV 2020-M38; FV 2020-M42 | Method Development, Method Validation, HRAMS Database, Analytical observation | CF-6; CF-11; CF-12; CF-22; CF-28; CF-31A; CF-33; CF-35; CF-(S1-S9) | Method Validation; Method Validation; Method Validation; Method Validation; Method Validation; Method Validation; Method Validation; Method Validation; Screening Report
| Plant | 1138 | Thiencarbazone-methyl | Thiencarbazone-methyl | WD - Interest for Cumulative Risk Assessment | Annex III (cummulative) | Reg. (EU) 2021/1110; Applicable from: 27/01/2022 | Thiencarbazone-methyl |  | especially interesting on oats, rice, rye and wheat |  |  | No | Yes
| Plant | 424 | Thiodicarb | Thiodicarb | MACP - Plant (2024 ff) |  | Reg. (EU) 2016/1822; Applicable from: 17/05/2017 | Thiodicarb | Obligatory | All (see 'Products to be sampled in 2024'-sheet) | MRM | MRM | No | Yes | 0.001 | 2.5 | 95 | 94 | 13 | 1003 | 11 | 0.01 | 0.125 | 92.2 | 95 | 11 | 35 | 3 | 0.05 | 0.05 | 95 | 95 | 3 | 2 | 1 | [15 empty] | FV2010-M4; FV2012-M7; FV2013-M8; FV2014-M15; FV2014-M16; FV2015-M18; FV2015-M19; FV2017-CEN; FV2018-M24; FV2019-M29; FV2019-M30; FV2019-M32; FV 2020-M37; FV 2020-M42 | Method Development, Method Validation, HRAMS Database, Analytical observation | CF-12; CF-26; CF-28; CF-31A; CF-33; CF-(S1-S9) | Method Validation; Method Validation; Method Validation; Method Validation; Method Validation; Screening Report
| Plant | 432 | Tolclofos-Methyl | Tolclofos-Methyl | MACP - Plant (2024 ff) |  | Reg. (EU) 2022/1324 Applicable from 18/08/2022 | Tolclofos-methyl (F) | Obligatory | All (see 'Products to be sampled in 2024'-sheet) | MRM | MRM | Yes | Difficult | 0.01 | 2 | 101.6 | 102 | 9 | 1076 | 15 | 0.05 | 0.25 | 89.4 | 88 | 7 | 15 | 3 | 0.01 | 0.05 | 90 | 91 | 9 | 19 | 1 | 0.01 | 0.05 | 91.4 | 91 | 8 | 32 | 1 | [8 empty] | FV2010-M1; FV2010-M4; FV2012-M6; FV2013-M10; FV2014-M11; FV2014-M12; FV2014-M15; FV2014-M16; FV2015-M17; FV2015-M18; FV2017-M22; FV2018-M24; FV2018-M25; FV2019-M29; FV2019-M31; FV2019-M32; FV2019-M34; FV 2020-M35; FV 2020-M37; FV 2020-M42; FV 2021-M43 | Method Development, Method Validation, HRAMS Database, Analytical Observation | CF-6; CF-21; CF-22; CF-27; CF-28; CF-31A; CF-33; CF-35; CF-36; CF-(S1-S9) | Method Validation; Method Validation; Method Validation; Method Validation; Method Validation; Method Validation; Method Validation; Method Validation; Method Validation; Screening Report
| Plant | 748 | Tolfenpyrad | Tolfenpyrad | WD - Plant (2024) | Annex IV (few findings) | - | _No specific RD established so far | 1B | Relevant for tea. Not found in any EU MACP commodity. Found in carrots | MRM | MRM | Yes | Yes | [36 empty] | FV2012-M7; FV2018-M28; FV2019-M31; FV2019-M32; FV2019-M33; FV2019-M34; FV 2020-M39; FV 2020-M40; FV 2020-M42 | Method Development, Method Validation, HRAMS Database, Analytical observation | CF-25; CF-(S1-S9) | Method Validation; Screening Report
| Plant | 723 | Tolylfluanid | DMST | Removed from 2019 MACP onwards - Plant (Reg. 2018/555) |  | Reg. (EU) 2017/624; Applicable from: 26/04/2017 | Tolylfluanid (Sum of tolylfluanid and dimethylaminosulfotoluidide expressed as tolylfluanid) (F) (R) | Obligatory | Till 2018: all listed commodities except cereals | MRM | MRM | Yes | Yes | 0.001 | 0.5 | 98 | 97 | 15 | 371 | 7 | 0.01 | 0.25 | 94.8 | 94 | 9 | 70 | 5 | 0.05 | 0.05 | 101.5 | 101 | 2 | 4 | 1 | [15 empty] | FV2010-M4; FV2012-M6; FV2017-M22; FV2018-M25; | Method Development, Method Validation, HRAMS Database | CF-15; CF-21; CF-28; CF-31A; CF-32; CF-35; CF-(S1-S9) | Method Validation; Method Validation; Method Validation; Method Validation; Method Validation; Method Validation; Screening Report
| Plant | 433 | Tolylfluanid | Tolylfluanid | Removed from 2019 MACP onwards - Plant (Reg. 2018/555) |  | Reg. (EU) 2017/624; Applicable from: 26/04/2017 | Tolylfluanid (Sum of tolylfluanid and dimethylaminosulfotoluidide expressed as tolylfluanid) (F) (R) | Obligatory | Till 2018: all listed commodities except cereals | MRM | MRM | Yes | Yes | 0.001 | 1.5 | 88 | 87 | 14 | 896 | 13 | 0.01 | 0.375 | 88.2 | 89 | 11 | 107 | 8 | 0.01 | 0.05 | 90 | 90 | 12 | 17 | 1 | [15 empty] | FV2010-M1; FV2010-M3; FV2010-M4; FV2012-M7; FV2013-M10; FV2014-M11; FV2014-M12; FV2015-M17; FV2017-M22; FV2018-M25; FV2018-M28; FV2019-M34; FV 2020-M35; FV 2021-M43 | Method Development, Method Validation, HRAMS Database, Analytical Observation | CF-15; CF-21; CF-28; CF-31A; CF-(S1-S9) | Method Validation; Method Validation; Method Validation; Method Validation; Screening Report
| Plant | 1143 | Tolylfluanid | Tolylfluanid (Sum) | Removed from 2019 MACP onwards - Plant (Reg. 2018/555) |  | Reg. (EU) 2017/624; Applicable from: 26/04/2017 | Tolylfluanid (Sum of tolylfluanid and dimethylaminosulfotoluidide expressed as tolylfluanid) (F) (R) | Obligatory | Till 2018: all listed commodities except cereals |  | MRM | Yes | Yes | 0.001 | 1.5 | 88 | 87 | 14 | 896 | 13 | 0.01 | 0.375 | 88.2 | 89 | 11 | 107 | 8 | 0.01 | 0.05 | 90 | 90 | 12 | 17 | 1 | [15 empty] | FV2010-M1; FV2010-M3; FV2010-M4; FV2012-M7; FV2013-M10; FV2014-M11; FV2014-M12; FV2015-M17; FV2017-M22; FV2018-M25; FV2018-M28; FV2019-M34 | Method Development, Method Validation, HRAMS Database
| Animal | 924 | Topramezone | Topramezone | WD - Animal (2024) | Annex IV (few findings) | Reg. (EU) No 2023/147 Applicable from 12/08/2023 | Topramezone (BAS 670H) | 1A | Relevant for ruminant's liver and kidney | MRM | MRM | No | Yes | [38 empty] | CF-34 | Method Validation | AO-M27 | Method validation
| Plant | 435 | Triadimefon/Triadimenol | Triadimefon | MACP - Plant (2024 ff) |  | Reg. (EU) No 2023/147; Applicable from: 27/10/2017 | Triadimefon (F) | Obligatory | All (see 'Products to be sampled in 2024'-sheet) | MRM | MRM | Difficult | Yes | 0.002 | 1.2 | 99 | 98 | 12 | 1187 | 13 | 0.01 | 0.375 | 93 | 93 | 7 | 92 | 7 | 0.05 | 0.05 | 90 | 90 | 11 | 2 | 1 | 0.01 | 0.05 | 89 | 87 | 11 | 47 | 1 | [8 empty] | FV2010-M4; FV2012-M6; FV2012-M7; FV2013-M8; FV2013-M10; FV2014-M11; FV2014-M12; FV2014-M15; FV2014-M16; FV2015-M17; FV2017-CEN; FV2017-M22; FV2018-M24; FV2018-M25; FV2018-M27; FV2018-M28; FV2019-M29; FV2019-M34; FV 2020-M35; FV 2020-M37; FV 2020-M39; FV 2020-M42; FV 2021-M43 | Method Development, Method Validation, Analytical observation, HRAMS Database | CF-3; CF-11; CF-12; CF-14; CF-22; CF-27; CF-28; CF-31A; CF-33; CF-35; CF-36; CF-(S1-S9) | Method Validation; Method Validation; Method Validation; Method Validation; Method Validation; Method Validation; Method Validation; Method Validation; Method Validation; Method Validation; Method Validation; Screening Report
| Plant | 699 | Triadimefon/Triadimenol | Triadimefon/Triadimenol (sum) | MACP - Plant (2024 ff) |  | Reg. (EU) 2023/377; Applicable from 14/09/2023 | Triadimenol (any ratio of constituent isomers) | Obligatory | All (see 'Products to be sampled in 2024'-sheet) |  | MRM | Difficult | Yes
| Plant | 436 | Triadimefon/Triadimenol | Triadimenol | MACP - Plant (2024 ff) |  | Reg. (EU) 2023/377; Applicable from 14/09/2023 | Triadimenol (any ratio of constituent isomers) | Obligatory | All (see 'Products to be sampled in 2024'-sheet) | MRM | MRM | Difficult | Yes | 0.004 | 3.8 | 97 | 96 | 10 | 904 | 11 | 0.01 | 0.25 | 89.9 | 90 | 9 | 52 | 4 | 0.05 | 0.05 | 93.5 | 94 | 11 | 2 | 1 | 0.1 | 0.5 | 89.1 | 87 | 13 | 50 | 1 | [8 empty] | FV2010-M1; FV2010-M4; FV2012-M6; FV2012-M7; FV2013-M8; FV2014-M12; FV2014-M15; FV2014-M16; FV2015-M18; FV2017-CEN; FV2018-M24; FV2019-M29; FV2019-M31; FV2019-M32; FV2019-M34; FV 2020-M37 | Method Development, Method Validation, HRAMS Database, Analytical observation | CF-5; CF-11; CF-12; CF-14; CF-22; CF-27; CF-28; CF-31A; CF-33; CF-35; CF-36; CF-(S1-S9) | Method Validation; Method Validation; Method Validation; Method Validation; Method Validation; Method Validation; Method Validation; Method Validation; Method Validation; Method Validation; Method Validation; Screening Report
| Plant | 437 | Tri-Allate | Tri-Allate | WD - Interest for Cumulative Risk Assessment | Annex III (cummulative) | Reg. (EC) No 149/2008; Applicable from: 01.09.2008 | Tri-allate |  | especially relevant in broccoli and cauliflower | MRM | MRM | Yes | Yes | 0.001 | 1 | 97.5 | 98 | 11 | 274 | 7 | 0.01 | 0.125 | 72.8 | 74 | 9 | 22 | 3 | 0.05 | 0.05 | 102 | 102 |  | 1 | 1 | [15 empty] | FV2018-M26; FV2019-M31; FV2019-M32; FV2019-M34; | Method Development, Method Validation | CF-22; CF-28; CF-31A; CF-33; CF-35; CF-36; CF-(S1-S9) | Method Validation; Method Validation; Method Validation; Method Validation; Method Validation; Method Validation; Screening Report
| Plant | 743 | Triazole derivative metabolites (TDMs) | 1,2,4-Triazol (1,2,4-T) | WD - Plant (2024) | Annex II (Support requested from EURLs) | - | _Legally not relevant |  |  | SRM | SRM | No | Yes | [42 empty] | SRM-09 | Method Development; Method Validation
| Plant | 1518 | Triazole derivative metabolites (TDMs) | Triazol Acetic Acid (TAA) | WD - Plant (2024) | Annex II (Support requested from EURLs) | - | _Legally not relevant |  |  | SRM | SRM | No | Yes | [42 empty] | SRM-09 | Method Development; Method Validation
| Plant | 1517 | Triazole derivative metabolites (TDMs) | Triazol Alanine Acid (TA) | WD - Plant (2024) | Annex II (Support requested from EURLs) | - | _Legally not relevant |  |  | SRM | SRM | No | Yes | [42 empty] | SRM-09 | Method Development; Method Validation
| Plant | 1519 | Triazole derivative metabolites (TDMs) | Triazol Lactic Acid (TLA) | WD - Plant (2024) | Annex II (Support requested from EURLs) | - | _Legally not relevant |  |  | SRM | SRM | No | Yes | [42 empty] | SRM-09 | Method Development; Method Validation
| Plant | 439 | Triazophos | Triazophos | MACP - Plant (2024 ff) |  | Reg. (EU) 2017/626; Applicable from: 27/04/2017 | Triazophos (F) | Obligatory | All (see 'Products to be sampled in 2024'-sheet) | MRM | MRM | Difficult | Yes | 0.002 | 1 | 99 | 98 | 13 | 647 | 11 | 0.01 | 0.125 | 94.2 | 96 | 9 | 23 | 2 | 0.01 | 0.05 | 91 | 92 | 12 | 8 | 1 | 0.005 | 0.05 | 97.8 | 98 | 9 | 31 | 1 | [8 empty] | FV2010-M1; FV2010-M4; FV2012-M6; FV2012-M7; FV2013-M8; FV2014-M11; FV2014-M12; FV2014-M16; FV2015-M18; FV2015-M19; FV2017-CEN; FV2017-M22; FV2018-M24; FV2018-M25; FV2018-M28; FV2019-M29; FV2019-M30; FV2019-M31; FV2019-M32; FV2019-M34; FV 2020-M35; FV 2020-M37; FV 2020-M38; FV 2020-M39; FV 2020-M42; FV 2021-M43 | Method Development, Method Validation, HRAMS Database, Analytical Observation | CF-6; CF-11; CF-12; CF-14; CF-22; CF-26; CF-27; CF-28; CF-31A; CF-33; CF-35; CF-36; CF-(S1-S9) | Method Validation; Method Validation; Method Validation; Method Validation; Method Validation; Method Validation; Method Validation; Method Validation; Method Validation; Method Validation; Method Validation; Method Validation; Screening Report
| Animal | 439 | Triazophos | Triazophos | WD - Animal (2024) | Annex IV (few findings) | Reg. (EU) 2017/626; Applicable from: 27/04/2017 | Triazophos (F) | 1A | Relevant for animal fat, eggs and milk | MRM | MRM | Difficult | Yes | [40 empty] | AO-M02; AO-M07; AO-M11; AO-M13; AO-M14; AO-M15; AO-M12; AO-M26; AO-M27; AO-M32; AO-M35 | Method Development; Method Validation
| Plant | 444 | Triclopyr | Triclopyr | WD - Plant (2024) | Annex II (Support requested from EURLs) | Reg. (EU) 2023/679; Applicable from 13/04/2023 | Triclopyr |  | Especially relevant for bananas, kiwi, pears, oranges, strawberries and table grapes. Additionally relevant for some non-MACP commodities such as: apricots, mandarins/clementines, lemons, limes and plums. | MRM/SRM | No Data | No | Yes | 0.002 | 0.5 | 100 | 99 | 10 | 1373 | 9 | 0.01 | 0.125 | 93.4 | 87 | 15 | 35 | 2 | [22 empty] | FV 2014-M11; | Method Validation |  |  |  |  | SRM-02 | Anal. Observ. Report; Succesfull validation by EURL-SRM using QuEChERS without PSA cleanup in grape, maize and cucumber at 0.01 mg/kg each. More data on various commodities within the EURL-DataPool.
| Plant | 445 | Tricyclazole | Tricyclazole | MACP - Plant (2024 ff) |  | Reg. (EU) 2017/983 Applicable from: 30/06/2017 | Tricyclazole | Obligatory (certain commodities) | It shall only be analysed in and on brown rice in 2026. | MRM | MRM | Yes | Yes | [36 empty] | FV2012-M7; FV2018-M26; FV2018-M28; FV2019-M31; FV2019-M32; FV2019-M34; FV 2020-M37; FV 2020-M38; FV 2020-M39; FV 2020-M42 | Method Development, Method Validation, HRAMS Database, Analytical observation | CF-8; CF-12; CF-22; CF-26; CF-27; CF-28; CF-31A; CF-33; CF-35; CF-36; CF-(S1-S9) | Method Validation; Method Validation; Method Validation; Method Validation; Method Validation; Method Validation; Method Validation; Method Validation; Method Validation; Method Validation; Screening Report
| Plant | 448 | Trifloxystrobin | Trifloxystrobin | MACP - Plant (2024 ff) |  | Reg. (EU) 2019/1791 Applicable from: 18/11/2019 | Trifloxystrobin (F) (R) | Obligatory | All (see 'Products to be sampled in 2024'-sheet) | MRM | MRM | Yes | Yes | 0.002 | 2.4 | 100 | 100 | 9 | 1724 | 11 | 0.01 | 0.125 | 96.5 | 97 | 7 | 100 | 6 | 0.05 | 0.05 | 100.5 | 101 | 11 | 2 | 1 | [15 empty] | FV2010-M1; FV2010-M4; FV2012-M6; FV2012-M7; FV2014-M11; FV2014-M12; FV2014-M16; FV2015-M18; FV2015-M19; FV2017-CEN; FV2017-M22; FV2018-M24; FV2018-M25; FV2019-M29; FV2019-M30; FV2019-M31; FV2019-M32; FV2019-M34; FV 2020-M35; FV 2020-M37; FV 2020-M38; FV 2020-M39; FV 2020-M42; FV 2021-M43 | Method Development, Method Validation, HRAMS Database, Analytical Observation | CF-2; CF-11; CF-12; CF-14; CF-22; CF-27; CF-28; CF-31A; CF-33; CF-35; CF-36; CF-(S1-S9) | Method Validation; Method Validation; Method Validation; Method Validation; Method Validation; Method Validation; Method Validation; Method Validation; Method Validation; Method Validation; Method Validation; Screening Report
Added 10/23 | Plant | 1207 | Triflumizole | FM-6-1 | MACP - Plant (2024 ff) |  | Reg. (EU) No 2023/147 Applicable from 12/08/2023 | Triflumizole: Triflumizole and metabolite FM-6-1(N-(4-chloro-2-trifluoromethylphenyl)-n-propoxyacetamidine), expressed as Triflumizole (F) (R) | Obligatory | All (see 'Products to be sampled in 2024'-sheet) | MRM | MRM | Yes | Yes
Added 10/23 | Plant | 449 | Triflumizole | Triflumizole | MACP - Plant (2024 ff) |  | Reg. (EU) No 2023/147 Applicable from 12/08/2023 | Triflumizole: Triflumizole and metabolite FM-6-1(N-(4-chloro-2-trifluoromethylphenyl)-n-propoxyacetamidine), expressed as Triflumizole (F) (R) | Obligatory | All (see 'Products to be sampled in 2024'-sheet) | MRM | MRM | Yes | Yes | [36 empty] | FV2010-M4; FV2012-M6; FV2012-M7; FV2014-M12; FV2019-M31; FV2019-M32; FV2019-M33; FV2019-M34; FV 2020-M38; FV 2020-M39; FV 2020-M42 | Method Development, Method Validation, HRAMS Database, Analytical observation | CF-8; CF-28; CF-(S1-S9) | Method Validation; Method Validation; Screening Report
Added 10/23 | Plant | 1206 | Triflumizole | Triflumizole (Sum) | MACP - Plant (2024 ff) |  | Reg. (EU) No 2023/147 Applicable from 12/08/2023 | Triflumizole: Triflumizole and metabolite FM-6-1(N-(4-chloro-2-trifluoromethylphenyl)-n-propoxyacetamidine), expressed as Triflumizole (F) (R) | Obligatory | All (see 'Products to be sampled in 2024'-sheet) |  | MRM | Yes | Yes
| Plant | 450 | Triflumuron | Triflumuron | MACP - Plant (2024 ff) |  | Reg. (EU) 2018/1516 Applicable from: 01/05/2019 PROSPECTIVE: Reg. (EU) 2023/2382; Applicable from 25/04/2024 | Triflumuron (F) | Obligatory | All (see 'Products to be sampled in 2024'-sheet) | MRM | MRM | No | Yes | 0.002 | 0.5 | 99 | 99 | 11 | 1124 | 12 | 0.01 | 0.125 | 86.8 | 87 | 8 | 99 | 8 | [22 empty] | FV2010-M1; FV2012-M7; FV2014-M11; FV2014-M16; FV2015-M18; FV2015-M19; FV2017-CEN; FV2018-M24; FV2019-M29; FV2019-M30; FV2019-M31; FV2019-M32; FV2019-M34; FV 2020-M37; FV 2020-M38; FV 2020-M39; FV 2020-M42 | Method Development, Method Validation, HRAMS Database, Analytical observation | CF-15; CF-21; CF-22; CF-26; CF-28; CF-31A; CF-33; CF-35; CF-36; CF-(S1-S9) | Method Validation; Method Validation; Method Validation; Method Validation; Method Validation; Method Validation; Method Validation; Method Validation; Method Validation; Screening Report
| Plant | 451 | Trifluralin | Trifluralin | WD - Plant (2024) | Annex IV (few findings) | Reg. (EU) 2015/552 Applicable from: 28/10/2015 | Trifluralin | 2B | Found in carrots. | MRM | MRM | Yes | Yes | [36 empty] | FV2010-M1; FV2010-M3; FV2012-M6; FV2012-M7; FV2013-M8; FV2013-M10; FV2014-M11; FV2015-M17; FV2017-M22; FV2018-M25; FV2018-M28; FV2019-M34; FV 2020-M35; FV 2021-M43 | Method Development, Method Validation, HRAMS Database, Analytical Observation | CF-2; CF-11; CF-12; CF-14; CF-22; CF-26; CF-27; CF-28; CF-31A; CF-33; CF-35; CF-36; CF-(S1-S9) | Method Validation; Method Validation; Method Validation; Method Validation; Method Validation; Method Validation; Method Validation; Method Validation; Method Validation; Method Validation; Method Validation; Method Validation; Screening Report
| Plant | 1078 | Trimethyl-sulfonium cation (a.k.a. Trimesium) | Trimethyl-sulfonium cation (a.k.a. Trimesium) | WD - Plant (2024) | Annex II (Support requested from EURLs) | Reg. (EC) No 149/2008 Applicable from: 01/09/2008 | Trimethyl-sulfonium cation, resulting from the use of glyphosate (F) | 2B | Relevant for dried products, where it is formed as a processing contaminant at high temperature drying (e.g. in dried herbs, dried vegetables, spices, tea, moringa, dried fruits, cereals, pulses,). Also encountered in several other commodities such as aubergines, sweet peppers, asparagus, pears, grapes, citrus fruits (e.g. oranges, grapefruit), onions and mushrooms. | SRM | SRM | No | Yes | [42 empty] | SRM-09 | Method Development; Method Validation
| Plant | 830 | Trinexapac | Trinexapac | WD - Plant (2024) | Annex II (Support requested from EURLs) | Regulation (EU) 2017/1016 Applicable from: 11/07/2017 | Trinexapac (sum of trinexapac (acid) and its salts, expressed as trinexapac) | 2B | was found in cereals (ca 10% positives) and products thereof (ca 30% positive) as well as in orange juice and olive oil. | MRM/SRM | MRM/SRM | No | Yes | [42 empty] | SRM-43 | Anal. Observ. Report | Kommentar korrigieren: "Trinexapac is an MRM/SRM compound and degrades to trinexapac ethyl"
| Plant | 455 | Triticonazole | Triticonazole | WD - Plant (2024) | Annex IV (few findings) | Reg. (EU) No 559/2011; Applicable from: 01.01.2012 | Triticonazole | 1A | Findings reported in pears and rice | MRM | MRM | Difficult | Yes | 0.002 | 0.3 | 96.9 | 96 | 12 | 1141 | 12 | 0.01 | 0.375 | 87.4 | 88 | 9 | 165 | 11 | 0.05 | 0.05 | 99 | 99 | 1 | 2 | 1 | [15 empty] | FV2010-M1; FV2010-M4; FV2012-M6; FV2012-M7; FV2014-M11; FV2014-M15; FV2014-M16; FV2015-M18; FV2015-M19; FV2017-CEN; FV2018-M24; FV2018-M26; FV2019-M30; FV2019-M31; FV2019-M32; FV2019-M33; FV2019-M34; FV 2020-M38; FV 2020-M39; FV 2020-M42 | Method Development, Method Validation, HRAMS Database, Analytical observation | CF-3; CF-11; CF-12; CF-14; CF-22; CF-26; CF-27; CF-28; CF-31A; CF-33; CF-35; CF-36; CF-(S1-S9) | Method Validation; Method Validation; Method Validation; Method Validation; Method Validation; Method Validation; Method Validation; Method Validation; Method Validation; Method Validation; Method Validation; Method Validation; Screening Report
| Plant | 1587 | Tritosulfuron | AMTT | WD - Plant (2024) | Annex II (Support requested from EURLs) | Reg. (EU) 2016/1002; Applicable from: 14/01/2017 | 2-amino-4-methoxy-6-(trifluormethyl)-1,3,5-triazine (AMTT), resulting from the use of tritosulfuron (F) |  |  | MRM/SRM | MRM/SRM | Yes | Yes | 0.002 | 0.02 | 97.1 | 99 | 9 | 15 | 1 | [35 empty] | SRM-35 | Anal. Observ. Report
| Honey | 1587 | Tritosulfuron | AMTT | WD - Honey (2024) | Annex VII | Reg. (EU) 2016/1002; Applicable from: 14/01/2017 | 2-amino-4-methoxy-6-(trifluormethyl)-1,3,5-triazine (AMTT), resulting from the use of tritosulfuron (F) |  | Honey | MRM/SRM | MRM/SRM | Yes | Yes | 0.002 | 0.02 | 97.1 | 99 | 9 | 15 | 1
| Plant | 886 | Tritosulfuron | Tritosulfuron | WD - Plant (2024) | Annex II (Support requested from EURLs) | Reg. (EU) 2016/1002; Applicable from: 14/01/2017 | Tritosulfuron |  | Especially relevant for rice, wheat, rye and oats | MRM/SRM | MRM/SRM | No | Yes | 0.01 | 0.1 | 96 | 96 | 17 | 256 | 3 | 0.01 | 0.125 | 92 | 83 | 29 | 10 | 2 | [22 empty] | FV2018-M26; FV2019-M31; FV2019-M32; FV2019-M33; FV2019-M34; FV 2020-M38; FV 2020-M39; FV 2020-M42 | Method Development, Method Validation, Analytical observation | CF-13; CF-28 | Method Validation; Method Validation
| Honey | 886 | Tritosulfuron | Tritosulfuron | WD - Honey (2024) | Annex VII | Reg. (EU) 2016/1002; Applicable from: 14/01/2017 | Tritosulfuron |  | Honey | MRM/SRM | MRM/SRM | No | Yes
| Plant | 1517 | Vinclozolin | Vinclozolin | MACP - Plant (2024 ff) |  | Reg. (EU) No 2015/868; Applicable from: 30.12.2015 | Vinclozolin | Obligatory | All (see 'Products to be sampled in 2024'-sheet) | MRM | MRM | Yes | Difficult | 0.002 | 1 | 100.3 | 101 | 9 | 2000 | 15 | 0.01 | 0.25 | 94.6 | 95 | 8 | 49 | 3 | 0.01 | 0.05 | 91 | 91 | 9 | 19 | 1 | 0.02 | 0.1 | 87.9 | 87 | 10 | 50 | 1 | [8 empty] | FV2010-M1; FV2010-M3; FV2010-M4; FV2012-M6; FV2012-M7; FV2013-M8; FV2013-M10; FV2014-M11; FV2015-M17; FV2017-M22; FV2018-M25; FV2018-M28; FV2019-M29; FV2019-M34; FV 2020-M35; FV 2020-M37; FV 2020-M42; FV 2021-M43 | Method Development, Method Validation, HRAMS Database, Analytical Observation | CF-2; CF-11; CF-12; CF-14; CF-22; CF-27; CF-28; CF-31A; CF-33 | Method Validation; Method Validation; Method Validation; Method Validation; Method Validation; Method Validation; Method Validation; Method Validation; Method Validation
Added 10/23 | Plant | 475 | Zoxamide | Zoxamide | MACP - Plant (2024 ff) |  | Reg. (EU) 2017/171; Applicable from: 23/02/2017 | Zoxamide | Obligatory | Found in table grapes, melons, grapefruits, wine, spinaches, lettuces and tomatoes. | MRM | MRM | Difficult | Yes | [40 empty] | AO-M32 AO-M35 AO-M37 | Method validation
Note on J1: Eichhorn, Eric (CVUA-S):

## InformationOnMethods_byEurlFV
Abbreviation used in Method-List | Method Name | Link
EURL-FV (2022-M53) | Development of analytical methods: Studies of the main degradation processes of pesticides in commodities during the extraction steps | https://www.eurl-pesticides.eu/userfiles/file/EurlFV/methods/EURL-FV%20(2022-M53).pdf
EURL-FV (2022-M52) | Evaluation of the three main multiresidue methods for the validation of new substances of SANCO/12745/2013 and those with low analytical coverage | https://www.eurl-pesticides.eu/userfiles/file/EurlFV/methods/EURL-FV%20(2022-M52).pdf
EURL-FV (2022-M51) | Impact of the different calibration approaches in the quality of the results | https://www.eurl-pesticides.eu/userfiles/file/EurlFV/methods/EURL-FV%20(2022-M51).pdf
EURL-FV (2022-M50) | Guidance for overcoming difficulties in the quantification of complex residue definitions containing isomers | https://www.eurl-pesticides.eu/userfiles/file/EurlFV/methods/EURL-FV%20(2022-M50).pdf
EURL-FV (2022-M49) | Validation of MRM extraction methods for high protein content pulses | https://www.eurl-pesticides.eu/userfiles/file/EurlFV/EURL-FV-2022-M49-Developments-of-analytical-methods-validation-of-MRM.pdf
EURL-FV (2022-M48) | Cost-benefit analysis of not applying a clean-up step and an evaluation of the negative effects of clean-up sorbents on the analytes | https://www.eurl-pesticides.eu/userfiles/file/EurlFV/EURL-FV-2022-M48-Cost-benefit%20analysis%20of%20not%20applying%20a%20clean-up%20step%20and%20an%20evaluation%20of%20the%20negative.pdf
EURL-FV (2022-M47) | Evaluation of mixed injection solvents in gas chromatography as a measure to avoid solvent change during sample treatment | https://www.eurl-pesticides.eu/userfiles/file/EurlFV/EURLFV-2022-M47_Evaluation_of_mixed.pdf
EURL-FV (2022-M46) | Development and validation of an automated exraction method for the analysis of high-water content commodities | https://www.eurl-pesticides.eu/userfiles/file/EurlFV/EURLFV-2022-M46.pdf
EURL-FV (2022-M45) | Use of L-ascorbic acid as a mean to prevent in-vial degradation of LC-amenable pesticides | http://www.eurl-pesticides.eu/userfiles/file/EurlFV/EURLFV-2022-M45_Use_of_L-ascorbic_acid_20230226.pdf
EURL-FV (2022-M44) | Automatisation of the clean-up step of multiresidue methods in GC-MS | https://www.eurl-pesticides.eu/userfiles/file//EURL-FV-2022-M44-Automatisation%20of%20the%20clean-up%20step%20of%20multiresidue%20methods%20in%20GC-MS.pdf
EURL-FV (2021-M43) | Splitless liners in gas chromatography. Inertia, durability and performance | https://www.eurl-pesticides.eu/userfiles/file//EURL-FV-2021-M43-Liners%20Technical%20Report.pdf
EURL-FV (2020-M42) | Evaluation of benefits reducing injection volume in LC-MS/MS | https://www.eurl-pesticides.eu/userfiles/file//EURL-FV%20(2020-M42)%20Evaluation%20of%20benefits%20reducing%20injection%20volume%20in%20LC.pdf
EURL-FV (2020-M41) | Comparison of the instrumental response of different constituents of specific pesticides | https://www.eurl-pesticides.eu/userfiles/file//EURL-FV%20(2020-M41)%20Comparison_instrumental_response_isomers.pdf
EURL-FV (2020-M40) | Validation of new MRM pesticides included in the Working Document SANCO/12745/2013 by QuEChERS extraction method | https://www.eurl-pesticides.eu/userfiles/file//EURL-FV%20(2020-M40)%20ValidationNewMRM_pesticidesWD_SANCO_12745_2013.pdf
EURL-FV (2020-M39) | Development and validation of a multiresidue method for high oil and intermediate water content commodities: olives | https://www.eurl-pesticides.eu/userfiles/file//EURL-FV%20(2020-M39)%20Development%20and%20validation%20of%20a%20multiresidue%20method%20for%20high%20oil%20and%20intermediate%20water%20content%20commodities-%20olives.pdf
EURL-FV (2020-M38) | Matrix effects impact using different chromatographic column sizes | https://www.eurl-pesticides.eu/userfiles/file//EURL-FV%20(2020-M38)%20Matrix%20effects%20impact%20using%20different%20chromatographic%20column%20sizes.pdf
EURL-FV (2020-M37) | Ring Test Certified Standard Solutions (2020) | https://www.eurl-pesticides.eu/userfiles/file//EURL-FV%20(2020-M37)%20Ring%20Test%20Certified%20Standard%20Solutions.pdf
EURL-FV (2020-M36) | Validation of a multiresidue method based on QuEChERS extraction for the analysis of chlorpyrifos in banana by LC- and GC-MS/MS | https://www.eurl-pesticides.eu/userfiles/file//2020_M36.pdf
EURL-FV (2020-M35) | Dual layer injection. A way to improve the sensitivity of GC-amenable compounds | https://www.eurl-pesticides.eu/userfiles/file//Dual%20layer%20injection%20Technical%20Report.pdf
EURL-FV (2019-M34) | Development and validation of a Multiresidue Method for high fat content commodities: coffee and cocoa beans | https://www.eurl-pesticides.eu/userfiles/file//EURL-FV-2019-m34-Development%20and%20validation%20of%20a%20Multiresidue%20Method%20for%20high%20fat%20content%20commodities.pdf
EURL-FV (2019-M33) | Validation of MRM pesticides from the Working Document SANCO/12745/2013 using three Multiresidue methods (QuEChERS, ethyl acetate and Dutch mini-Luke | https://www.eurl-pesticides.eu/userfiles/file//EURL-FV-2019-m33Validation%20of%20MRM%20pesticides%20from%20the%20Working%20Document%20SANCO_12745_2013.pdf
EURL-FV (2019-M32) | Reduction of the time of analysis to improve the workflow of the laboratories | https://www.eurl-pesticides.eu/userfiles/file//EURL-FV-2019-m32-Reduction%20of%20the%20time%20of%20analysis%20to%20improve%20the%20workflow%20of%20the%20laboratories_%20Multichannel%20liquid%20chromatography.pdf
EURL-FV (2019-M31) | Application of new chromatographic columns and study of their effectiveness | https://www.eurl-pesticides.eu/userfiles/file//EURLFV-2019-m31-Application_of_new_chromatographic_columns.pdf
EURL-FV (2019-M30) | Evaluation of low flow chromatography for sensitivity enhancement | https://www.eurl-pesticides.eu/userfiles/file//EURL-FV-2019-m30-Evaluation%20of%20low%20flow%20chromatography%20for%20sensitivity%20enhancement.pdf
EURL-FV (2019-M29) | Validation of the MRM pesticides from the EU-MACP in chia seeds and Goji berries | https://www.eurl-pesticides.eu/userfiles/file//EURL-FV(2019-M29)%20Validation_MRM_EU-MACP_Chia_Goji_EURL-FV.pdf
EURL-FV (2019-M28) | High-Resolution Accuracy Mass (HRAMS) methods for the screening of pesticides not approved under Reg. (EC) Nº 1107/2009, using exact mass libraries and databases | https://www.eurl-pesticides.eu/userfiles/file//EURL-FV(2019-M28)%20HRAMS%20methods%20for%20non-authorized%20pesticides(1).pdf
EURL-FV (2018-M27) | Ring Test Certified Standard Solutions | https://www.eurl-pesticides.eu/userfiles/file//Informe%20Certified%20Standard%20Solutions_V4.pdf
EURL-FV (2018-M26) | Validation of the MRM pesticides from the Working Document SANCO/12745/2013 of 21-22 November 2017 rev. 9(1 | https://www.eurl-pesticides.eu/userfiles/file//Report_Validation_WorkinDocument_2018_DRAFT.pdf
EURL-FV (2018-M25) | Accurate Mass Pesticide Database by GC-HRMS | https://www.eurl-pesticides.eu/userfiles/file//Database%20by%20GC-HRMS%202018.doc
EURL-FV (2018-M24) | Accurate Mass Pesticide Database by LC-HRMS | https://www.eurl-pesticides.eu/userfiles/file//HRMs-LC-Accurate%20Mass%20Pesticide%20Database%20.pdf
EURL-FV (2018-M23) | Molecular Components Map of representative matrices of commodity groups in Document SANTE/11813/2017 | https://www.eurl-pesticides.eu/userfiles/file//EURL-FV(2018-M23)%20Molecular%20component%20map.pdf
EURL-FV (2017-CEN) | Development of a CEN standardised method for liquid chromatography coupled to accurate mass spectrometry | https://www.eurl-pesticides.eu/userfiles/file//EURL-FV%20(2017-CEN)%20Development%20of%20a%20CEN%20standardised%20method%20for%20liquid%20chromatography%20coupled%20to%20accurate%20mass%20spectrometry.pdf
EURL-FV (2017-M22) | Accurate Mass Pesticide Database by GC-HRMS (Updated 2017 | https://www.eurl-pesticides.eu/userfiles/file//EURL-FV%20(2017-M22)%20Accurate%20mass%20pesticide%20database%20by%20GC-HRMS-2017.pdf
EURL-FV (2017-M21) | Evaluation of different extraction methods of pesticide residues in spices by LC-ToF-MS and GC-ToF-MS | https://www.eurl-pesticides.eu/userfiles/file//EURL-FV%20(2017-M21)%20EVALUATION%20OF%20DIFFERENT%20EXTRACTION(1).pdf
EURL-FV (2015-M20) | Molecular components map of representative matrices within the commodity groups in Document SANCO 12571/2013 | https://www.eurl-pesticides.eu/userfiles/file//Molecular%20component%20map.pdf
EURL-FV (2015-M19) | LC-QTOF-MS/MS method for the simultaneous full scan and MS/MS analysis of pesticides in fruit and vegetables | https://www.eurl-pesticides.eu/userfiles/file//Activity_validation%20of%20a%20LC-QTOF-MS.pdf
EURL-FV (2015-M18) | Evaluation of interferences between matrix-analyte for the correct identification of the pesticides by GC-QqQ-MS/MS and LC-QqQ-MS/MS | https://www.eurl-pesticides.eu/userfiles/file//Report_Interferences.pdf
EURL-FV (2015-M17) | Accurate Mass Pesticide Database by GC-HRMS (Updated October 2015 | https://www.eurl-pesticides.eu/userfiles/file//Database_October-2015.pdf
EURL-FV (2014-M16) | High-resolution accuracy-mass method for the screening of a wide range of pesticides in different fruit and vegetable matrices | https://www.eurl-pesticides.eu/userfiles/file//method-High-resolution-accuracy-mass.pdf
EURL-FV (2014-M15) | Pesticide analysis in fruit and vegetables by microflow liquid chromatography coupled to mass spectrometry | https://www.eurl-pesticides.eu/userfiles/file/Microflow.pdf
EURL-FV (2014-M14) | Evaluation of extract backgrounds for MRM pesticides (QuEChERS) in animal origin samples | http://www.eurl-pesticides.eu/userfiles/file/Evaluation%20of%20extract%20backgrounds_AO-1.pdf
EURL-FV (2014-M13) | Evaluation of extract backgrounds for MRM-pesticides (QuECHERS) in fruits and vegetables | https://www.eurl-pesticides.eu/userfiles/file/Evaluation%20of%20extract%20backgrounds.pdf
EURL-FV (2014-M12) | Dutch Mini-Luke ("NL-") extraction method followed by LC and GC-MS/MS for multi-residue analysis of pesticides in fruits and vegetables | https://www.eurl-pesticides.eu/userfiles/file/NL-miniLuke-extraction-method.pdf
EURL-FV (2014-M11) | Determination of pesticide residues in avocado and almond by liquid and gas chromatography tandem mass spectrometry | https://www.eurl-pesticides.eu/userfiles/file/EURL-FV%20(2013-M11)Determination%20of%20pesticide%20residues%20in%20high%20oil%20vegetal%20commodities.pdf
EURL-FV (2013-M10) | Accurate Mass Pesticide Database by GC-HRMS (Updated December 2013) | https://www.eurl-pesticides.eu/userfiles/file//GC-HRMS-Accurate_Mass_Database.pdf
EURL-FV (2013-M9) | Validation data of five selected pesticides using QuEChERS by liquid chromatography tandem mass spectrometry | https://www.eurl-pesticides.eu/userfiles/file/Validation_5_new_compounds%20(1).pdf
EURL-FV (2013-M8) | Pesticide analysis in teas and chamomile by liquid chromatography and gas chromatography tandem mass spectrometry | http://www.eurl-pesticides.eu/library/docs/fv/Pesticides_analysis_in_teas_and_chamomile.pdf
EURL-FV (2012-M7) | Accurate mass pesticide database by LC-HRMS (Updated March 2013) | http://www.eurl-pesticides.eu/library/docs/fv/HRMS_DB.pdf
EURL-FV (2012-M6) | Validation Data of 127 Pesticides Using a Multiresidue Method by LC-MS/MS and GC-MS/MS in Olive Oil | http://www.eurl-pesticides.eu/library/docs/fv/Validation-OliveOil.pdf
EURL-FV (2011-M5) | Validation Data for the Analysis of 1-Napthylaceticacid and 1-Naphtylacetamide in tomato and zucchini Using Mini-Luke, Ethyl Acetate and QuEChERS methods Followed by LC-QqQ-MS/MS | http://www.crl-pesticides.eu/library/docs/fv/PGRsAnalysis.pdf
EURL-FV (2010-M4) | Analysis of pesticide residues in fruit and vegetables with ethyl acetate extraction using gas and liquid chromatography with tandem mass spectrometric detection | http://www.crl-pesticides.eu/library/docs/fv/ethyl_acetate_extraction.pdf
EURL-FV (2010-M3) | Multiresidue Method using Mini-Luke followed by GC-QqQ-MS/MS for Fruits and Vegetables | http://www.crl-pesticides.eu/library/docs/fv/Validation_MiniLuke.pdf
EURL-FV (2010-M2) | Validation Data for the Analysis of Chlorotalonil in Leek Using Mini-Luke Method Followed by GC-QqQ-MS/MS | http://www.crl-pesticides.eu/library/docs/fv/Validation_Leek.pdf
EURL-FV (2010-M1) | Multiresidue Method using QuEChERS followed byGC-QqQ-MS/MS and LC-QqQ-MS/MS for Fruits and Vegetables | http://www.crl-pesticides.eu/library/docs/fv/CRLFV_Multiresidue_methods.pdf

## InformationOnMethods_byEurlCF
Abbreviation used in Method-List | Method Name | Link
CF-41 | Report 41 Quantitative determination of pesticide residues in rapeseed - microSPE cleanup | https://www.eurl-pesticides.eu/userfiles/file/EurlCF/%2841%29%20Validation%20report_rapeseed_microSPE-cleanup.pdf
CF-40 | Report 40 Quantitative determination of pesticide residues in cereals by GC-MS/MS and LC-MS/MS | https://www.eurl-pesticides.eu/userfiles/file/EurlCF/%2840%29%202023_Validation%20report%20samstik%20LC-GC-MSMS_M2.pdf
CF-39 | Report 39 Validation in pesticide residues in Black Solder Larvae | https://www.eurl-pesticides.eu/userfiles/file/EurlCF/%2839%29%20Report%2039%C2%A0Validation%20in%20pesticide%20residues%20in%20Black%20Solder%20Larvae.pdf
CF-38 | Report 38 Quantitative determination of pesticide residues in ricebased babyfood by GC-MS/MS and LC-MS/MS | https://www.eurl-pesticides.eu/userfiles/file/EurlCF/%2838%29_2021_Validation%20report_babyfood_rice_220404.pdf
CF-37 | Report 37 Determination of pesticide residues in oat, rice, rye and wheat, by LC-MS/MS and GC-MS/MS (QuEChERS method) | https://circabc.europa.eu/sd/a/0e6182ea-263c-4ce0-9e9a-f6eb9f7c2990/(37)%20Validation%20report%20samstik%20M-primo%20Cereals_GCMSMS_LCMSMS.pdf
CF-36 | Report 36Determination of pesticide residues in soya cake by GC-MS/MS and LC-MS/MS (QuEChERS-EMR method) | https://circabc.europa.eu/sd/a/6b447ed9-355f-4764-ab8a-e8e426c99c06/(36)_2020_Validation%20report%20samstik%20LC-GC-MSMS_soya.pdf
CF-35 | Report 35 Determination of pesticide residues in rape seeds by GC-MS/MS and LC-MS/MS (QuEChERS-EMR method) | https://circabc.europa.eu/sd/a/2cd8de3c-a39f-43d7-b832-db8554eeafca/(35)%202020_Validation%20report%20samstik%20LC-GC-MSMS_rapseed%252c%20rapecake%252c%20rapemeal.pdf
CF-34 | Report 34 Determination of pesticide residues in wheat, rye, oat and rice by LC-MS/MS and GC-MS/MS (QuEChERS) | https://circabc.europa.eu/sd/a/11c2686d-1cb3-48eb-bc63-1def391ae7dc/(34)%202020%20Validation%20report%20samstik%20K-2%20cereals%20LC-MSMS%20and%20GC-MSMS.pdf
CF-33 | Report 33 Determination of pesticide residues in fish feed by GC-MS/MS and LC-MS/MS (WAHSPE) | https://www.eurl-pesticides.eu/userfiles/file//(32)%20Appendix%207_%202019%20Validation%20report%20samstik%20K%20cereals%20LC-MSMS%20and%20GC-MSMS_200402(1).pdf
CF-32 | Report 32 Determination of pesticide residues in wheat, rye, oat and rice by LC-MS/MS and GC-MS/MS (QuEChERS) | https://www.eurl-pesticides.eu/userfiles/file//(31A)%20Appendix%209_%202019%20Validation%20report_babyfood_rice_GC-MSMS%20and%20LC-MSMS_200129.pdf
CF-31 | Report 31A Determination of pesticide residues in rice based babyfood by LC-MS/MS and GC-MS/MS (QuEChERS) | https://www.eurl-pesticides.eu/userfiles/file//(30)%20Appendix%206_2019%20Validation%20Report%20mix%203456_GC-OrbitrapMS_200204.pdf
CF-30 | Report 30 Determination of pesticide residues in wheat, rye, oat, barley and rice by GC-Orbitrap-MS (QuEChERS) | https://www.eurl-pesticides.eu/userfiles/file//(29)%20Validation%20report%20mix%20I_cereals_GCMSMS_LCMSMS_181231.pdf
CF-29 | Report 29 Determination of pesticide residues in wheat, rye, oat and rice by LC-MS/MS and GC-MS/MS (QuEChERS) | https://www.eurl-pesticides.eu/userfiles/file//(28)%20Appendix%2010_2018_Validation%20report%20mixABCDEFGH_Hay-2.pdf
CF-28 | Report 28 Determination of pesticide residues in hay by LC-MS/MS and GC-MS/MS (QuEChERS) | https://www.eurl-pesticides.eu/userfiles/file//(27)%20Appendix10%202017%20Validation%20report%2027%20FishFeed%20GC-MSMS%20report_FINAL_MPOU.pdf
CF-27 | Report 27 Determination of pesticide residues in fish feed by GC-MS/MS (QuEChERS) | https://www.eurl-pesticides.eu/userfiles/file//(27)%20Appendix10%202017%20Validation%20report%2027%20FishFeed%20GC-MSMS%20report_FINAL_MPOU.pdf
CF-26 | Report 26 Determination of pesticide residues in fish feed by LC-MS/MS (QuEChERS) | https://www.eurl-pesticides.eu/userfiles/file//(26)%20Appendix9_2007%20Validation%20report%2026%20%20FishFeed%20LC-MSMS%20report_FINAL.pdf
CF-25 | Report 25 Quantitative determination of pesticide residues in cereals by LC-QTOF (HRMS) (QuEChERS) | https://www.eurl-pesticides.eu/userfiles/file//(25)%20Appendix4_2017%20Quant%20v%20TOF%20validation%20report%2025%20samstik%203456_LCMSMS.pdf
CF-24 | Report 24 Quantitative determination of pesticide residues in cereals by GC-QTOF (HRMS) (QuEChERS) | https://www.eurl-pesticides.eu/userfiles/file//(24)%20Appendix5_2017%20Quant%20v%20TOF%20validation%20report%2024%20samstik%203456_GCMSMS.pdf
CF-23 | Report 22 Determination of pesticide residues in wheat, rye and oat by LC-MS/MS and GC-MS/MS (QuEChERS) | https://www.eurl-pesticides.eu/userfiles/file//(22)%20Validation%20report_SamstikABC_cereals_GCMSMS_LCMSMS_181231.pdf
CF-22 | Report 23B Determination of pesticide residues in wheat, rye, oat and rice by LC-MS/MS and GC-MS/MS (QuEChERS) | https://www.eurl-pesticides.eu/userfiles/file//(23B)%20Appendix7_2017_dec_Validation%20report%2023B%20samstik%20H_cereals-2(1).pdf
CF-21 | Report 21 Determination of pesticide residues in maize for livestock feed by GC-MS/MS and LC-MS/MS (QuEChERS) | https://www.eurl-pesticides.eu/userfiles/file//(21)%20Validation%20report%2021%20Samstik%20B%20maize%20GC-MSMS%20and%20LC-MSMS%20161220.pdf
CF-20 | Report 20 Determination of pesticide residues in rice baby food by GC-MS/MS and LC-MS/MS (QuEChERS) | https://circabc.europa.eu/sd/a/02e90b71-cfa9-48e6-805b-1d73442c59e1/(20)%20Validation%202015%20Baby%20food%20rice%20GC-MSMS%20and%20LC-MSMS%20report%20160316.pdf
CF-19 | Report 19 Determination of pesticide residues in oat, rye and wheat by GC-MS/MS and LC-MS/MS (SweEt) | https://circabc.europa.eu/sd/a/1a4b3c12-8d0c-4214-b33c-2983fbfe51a2/(19)%20Validation%202015%20Cereals%20Quechers%20GC-MSMS%20and%20LC-MSMS%20report%2019_151221.pdf
CF-18 | Report 18 Determination of pesticide residues in maize for livestock feed by GC-MS/MS and LC-MS/MS (QuEChERS) | https://www.eurl-pesticides.eu/userfiles/file//(18)%20Appendix%204%20Validering%202014%20Feed%20Quechers%20report%2018_150204.pdf
CF-17 | Report 17 Determination of pesticide residues in maize for livestock feed by GC-MS/MS and LC-MS/MS (QuEChERS) | https://www.eurl-pesticides.eu/userfiles/file//(17)%20Appendix%203%20Validering%202014%20Feed%20Quechers%20report%2017_150204.pdf
CF-16 | Report 16 Determination of pesticide residues in wheat, barley and rice by GC-MS/MS and LC-MS/MS (QuEChERS) | https://www.eurl-pesticides.eu/userfiles/file//(16)%20Appendix%202%20Validering%202014%20Cerealier%20GC-MSMS%20and%20LC-MSMS%20report%2016%20150108.pdf
CF-15 | Report 15 Determination of pesticide residues in wheat, rye, rice and barley by LC-MS/MS (QuEChERS) | https://www.eurl-pesticides.eu/userfiles/file/(15)%20Appendix%203%20Validation%20report%20SweEt%20on%20cerealier%20LC-MSMS%20report%2015.pdf
CF-14 | Report 14 Determination of pesticide residues in feed (QuEChERS) | https://www.eurl-pesticides.eu/userfiles/file/(14)%20Appendix%204%20Validering%202013%20Feed%20report%20Quechers%20report%2014_140331.pdf
CF-13 | Report 13 Determination of pesticide residues in wheat, rye, rice and barley (QuEChERS) | https://www.eurl-pesticides.eu/userfiles/file/(13)%20Appendix%202Validering%202013%20Cerealier%20GC-MSMS%20and%20LC-MSMS%20report%2013%20140331.pdf
CF-12 | Report 12 Determination of pesticide residues in hay (QuEChERS) | https://www.eurl-pesticides.eu/userfiles/file/(12)%20Appendix%206%20Validering%202012%20Hay%20LC_GC-MSMS%20report%2012.pdf
CF-11 | Report 11 Determination of Pesticide Residues in wheat (SweEt) | https://www.eurl-pesticides.eu/userfiles/file/(11)%20Appendix%203%20Validation%202012%20cerealier%20FC-MSMS%20SweEt%20report%2011.pdf
CF-10 | Report 10 Determination of pesticide residues in rice and wheat (QuEChERS) | https://www.eurl-pesticides.eu/userfiles/file/(10)%20Appendix%202%20Validering%202012%20Cerealier%20GC-MSMS%20report%2010.pdf
CF-9 | Report 9 Determination of pesticide residues in rice and wheat (QuEChERS) | https://www.eurl-pesticides.eu/userfiles/file/(9)%20Validering%202011%20Cerealier%20LC-MSMS%20report%209.pdf
CF-8 | Report 8 Determination of pesticide residues in wheat, oat , rye, rice and barley by LC-MS/MS (QuEChERS) | https://www.eurl-pesticides.eu/userfiles/file//(8)%20Validering%202011%20Cerealier%20GC-MSMS%20og%20LC-MSMS%20report%208.pdf
CF-7 | Report 7 Determination of isoprothiolane residues in rice by GC-MS/MS (QuEChERS) | https://www.eurl-pesticides.eu/library/docs/cf/(7)%20Validation%20report%20on%20isoprothiolane%20in%20rice%20by%20QuEChers.pdf
CF-6 | Report 6 Determination of pesticide residues in oat, rye and wheat by GC-MS/MS and LC-MS/MS 2010 (QuEChERS) | https://www.eurl-pesticides.eu/library/docs/cf/(6)%20Cerealier%20nye%20stoffer%20GC-MSMS%20og%20LC-MSMS%202010%20Quechers.pdf
CF-5 | Report 5 Determination of pesticide residues in wheat by GC-MS/MS (QuEChERS) | https://www.eurl-pesticides.eu/library/docs/cf/(5)%20Cereal%2050%20quechers%20validation%20part%202%20Quechers%20GC-MS-MS%202009.pdf
CF-4 | Report 4 Determination of pesticide residues in wheat by LC-MS/MS (QuEChERS) | https://www.eurl-pesticides.eu/library/docs/cf/(4)%20Validering_quechers_LC-MS%202008.pdf
CF-3 | Report 3 Determination of pesticide residues in wheat by GC-MS/MS (QuEChERS) | https://www.eurl-pesticides.eu/library/docs/cf/(3)%20Cereal%2050%20quechers%20validation%20part%201%20Quechers%20GC-MS-MS%202008.pdf
CF-2 | Report 2 Determination of pesticides in oat, rice, rye and wheat using the QuEChERS method and GC-ITD (QuEChERS) | https://www.eurl-pesticides.eu/library/docs/cf/(2)%20QuEChERS%20Validation%20report%20IT83%202%20udg%202008NEW.pdf
CF-1 | Report 1 Determination of pesticide residues in wheat by LC- MS/MS (internal method no. FP086.1)) | https://www.eurl-pesticides.eu/library/docs/cf/(1)%20Validering%20FP086.1_udvidelse_korn%20LC-MS-MS%202007.pdf
CF S1 | Screening Report 1 Screening of pesticide residues in cereals by UPLC-TOF | https://circabc.europa.eu/sd/a/9db9af72-2935-49b3-a371-49674de1a2e9/(S1)Validation%20on%20screening%20method%20-%20report1.pdf
CF S2 | Screening Report 2 Screening method for pesticide residues in cereals using LC-QTOF from Agilent | https://circabc.europa.eu/sd/a/fbccee28-cb3f-4bc8-993e-f5f32a1c259f/(S2)%20Appendix5-Validation%20report_screening_LC-QTOF%20screening%20report%202_20140320.pdf
CF S3 | Screening Report 3 Screening method for pesticide residues in cereals using GC-QTOF from Agilent | https://circabc.europa.eu/sd/a/5a409ba5-2998-4bbc-9197-93d99efb1ace/(S3)Appendix6-Validation%20report_screening_GC-QTOF%20screening%20report%203_20140320.pdf
CF S4 | Screening Report 4 Screening method for pesticide residues in cereals using LC‐QTOF from Agilent | https://circabc.europa.eu/sd/a/4228f4e4-9782-4d0e-bd08-c50084dc8292/(S4)%20Appendix%206-Validation%20report_screening_LC-QTOF%20screening%20report%204_20150106.pdf
CF S5 | Screening Report 5 Screening method for pesticide residues in cereals using GC-QTOF from Agilent | https://circabc.europa.eu/sd/a/fbccee28-cb3f-4bc8-993e-f5f32a1c259f/(S2)%20Appendix5-Validation%20report_screening_LC-QTOF%20screening%20report%202_20140320.pdf
CF S6 | Screening Report 6 Screening method for pesticide residues in cereals using GC-QTOF from Agilent | https://circabc.europa.eu/sd/a/c77a6d6e-b966-4fcd-9a75-448eb7d91782/(S6)%20Validation_%20report_GC-QTOF%20screening%20report%206_160112.pdf
CF S7 | Screening Report 7 Screening method for pesticide residues in cereals using GC-QTOF from Agilent | https://www.eurl-pesticides.eu/userfiles/file//(S7)%20Appendix3_Validation%20report_screening_GC-QTOF%20screening%20report%207.pdf
CF S8 | Screening Report 8 Screening method for pesticide residues in cereals using Exactive™ GC Orbitrap™ GC‐MS system from Thermo Fisher Scientific system | https://www.eurl-pesticides.eu/userfiles/file/(S8)%20Appendix%205-Validation%20report_screening_GC-OrbitrapMS%20screening%20report%208_200204.pdf

## InformationOnMethods_byEurlAO
Abbreviation used in Method-List | Method Name | Link
AO-M01 | Analysis of Trifluralin in Fish (DIN EN 1528 1-4 for organochlorines, PCBs, Pyrethroids and organophosphorous compounds) | https://circabc.europa.eu/sd/a/8133cb14-a64f-4578-bf94-140aa2ca4506/Analysis%20of%20Trifluralin%20in%20Fish.pdf
AO-M02 | CRL_AO Method Resmethrin Parlar (Butter and Eggs DIN EN 1528 1-4 for organochlorines, PCBs, Pyrethroids and organophosphorous compounds) | https://circabc.europa.eu/sd/a/c18e6aa4-4522-4a88-ae22-1dfc39c377b4/CRL_AO%20Method%20Resmethrin%20Parlar.pdf
AO-M03 | EURL AO Method for QAV in food of animal origin (food of animal origin, modified QuEChERS) | https://circabc.europa.eu/sd/a/d49f0675-ebd5-45f0-aba7-db4bf26e4eba/EURL%20AO%20Method%20for%20QAV%20in%20food%20of%20animal%20origin.pdf
AO-M04 | Method EURL AO Abamectin (eggs and milk products, HPLC based method) | https://circabc.europa.eu/sd/a/eabcfedd-5b1a-4eaf-8881-2abe2685204b/Method%20EURL%20AO%20Abamectin.pdf
AO-M05 | Method EURL AO MACP new Pesticides (liquid cream, modified QuEChERS) | https://circabc.europa.eu/sd/a/0f7b2062-2346-4d7a-8853-5adbf0a657ea/Method%20EURL%20AO%20MACP%20new%20Pesticides.pdf
AO-M06 | Method for polar Pesticides_AO 08 (poultry meat, modified QuEChERS) | https://circabc.europa.eu/sd/a/4896e5ba-55e2-48f5-926a-916c5bb2d7f7/Method%20for%20polar%20Pesticides_AO%2008.pdf
AO-M07 | Method for polar Pesticides_AO 09 (liquid whole egg, modified QuEChERS) | https://circabc.europa.eu/sd/a/cf1e71bd-7085-4e16-bad0-f7c3432fcfc0/Method%20for%20polar%20Pesticides_AO%2009.pdf
AO-M08 | Method for non-polar Pesticides_AO 10 (honey, modified SweEt) | https://circabc.europa.eu/sd/a/9be775cc-1341-4cf3-afa7-b1d9ecabcd27/Method%20for%20non-polar%20Pesticides_AO%2010.pdf
AO-M09 | Method for polar Pesticides_AO 10 (honey, modified QuEChERS) | https://circabc.europa.eu/sd/a/d5c2a875-eff2-49ae-8745-98a54e6fd1a2/Method%20for%20polar%20Pesticides_AO%2010.pdf
AO-M10 | EURL AO Freiburg method description for fipronil in egg (modified QuEChERS) | https://circabc.europa.eu/sd/a/346f2ec5-0fec-475c-9638-25f3941ea8ea/Method_for_fipronil_in_egg_V2.pdf
AO-M11 | Method for polar Pesticides_AO 13 Milk Powder (modified QuEChERS) | https://circabc.europa.eu/sd/a/42d360b3-e8c1-41b8-8cad-cd5f1215e6c4/Method%20for%20polar%20Pesticides_AO%2013_V3.pdf
AO-M12 | EURL AO EMR method for pesticides analysis using GC-MS/MS full scope (food of animal origin, modified QuEChERS with EMR; see validation reports AO-M17 - AO-M22) | https://circabc.europa.eu/sd/a/62c9e4e6-16f0-4abe-867f-4757f9d878f6/EURL-AO_Method_for_GC_amenable_pesticides_using_EMRclean-up_full_scope.pdf
AO-M13 | Method for polar Pesticides_AO 14 (bovine (calf) liver, modified QuEChERS) | https://circabc.europa.eu/sd/a/1aa0edd9-4014-4531-909b-80e54de3265d/Method_for_polar_Pesticides_AO_14.pdf
AO-M14 | Method for non-polar Pesticides_AO_14_SweEt_based (bovine (calf) liver, modified SweEt) | https://circabc.europa.eu/sd/a/73ba0d41-5802-4bf1-b236-46651b0cbe28/Method_for_non-polar_Pesticides_AO_14_V1.1SweEt_based.pdf
AO-M15 | Method for non-polar Pesticides_AO_14_Q-EMR (bovine (calf) liver, modified QuEChERS with EMR) | https://circabc.europa.eu/sd/a/9dbfc9ed-5249-490d-a918-699fcf890cc5/Method_for_non-polar_Pesticides_AO_14_Q-EMR.pdf
AO-M16 | Method for non-polar and polar Pesticides AO 15 (rape seed oil, GPC method) | https://circabc.europa.eu/sd/a/db4c097e-984d-4434-9d9d-af37a6163257/Method%20for%20non-polar%20and%20polar%20Pesticides_AO_15.pdf
AO-M17 | EURL_AO_Validation_Report_2018-1_GCMSMS_quantification_egg (modified QuEChERS with EMR) | https://circabc.europa.eu/sd/a/01c0939b-bd9f-4962-b034-4ba797522b1a/EURL%20AO%20Validation%20report%202018-01%20GCMSMS%20quantification%20egg.pdf
AO-M18 | EURL_AO_Validation_Report_2018-2_GCMSMS_quantification_egg_with_Aps (modified QuEChERS with EMR) | https://circabc.europa.eu/sd/a/22f5d062-72cb-4db9-8f58-a48b3f49b264/EURL%20AO%20Validation%20report%202018-02%20GCMSMS%20quantification%20egg_APs.pdf
AO-M19 | EURL AO Validation report 2019-01 GCHRMS screening egg (modified QuEChERS with EMR) | https://circabc.europa.eu/sd/a/9e8ea6f3-d02a-4a9c-b580-01d53a5e4498/EURL%20AO%20Validation%20report%202019-01%20GCHRMS%20screening%20egg.pdf
AO-M20 | EURL AO Validation report 2019-02 GCHRMS quantification egg (modified QuEChERS with EMR) | https://circabc.europa.eu/sd/a/0710dbae-5bf4-4bea-a7fd-d8206e8ca7d0/EURL_AO_Validation_report_2019-02_GCHRMS_quantification_egg_version2.pdf
AO-M21 | EURL_AO_Validation_ Report_2019-3_GCMSMS_quantification_liver_Aps (modified QuEChERS with EMR) | https://circabc.europa.eu/sd/a/82165360-fbda-4102-99fe-0b8a0019ddd9/EURL%20AO%20Validation%20report%202019-03%20GCMSMS%20quantification%20liver_APs.pdf
AO-M22 | EURL_AO_Validation_report_2020-01_GCMSMS_and_GC-HRMS_quantification_milk.pdf (modified QuEChERS with EMR) | https://circabc.europa.eu/sd/a/648fd821-5a90-4bd3-bb7e-bf7d50f15093/EURL_AO_Validation_report_2020-01_GCMSMS_and_GC-HRMS_quantification_milk.pdf
AO-M23 | EURL_AO_Validation_report_2020-02_LCMSMS_quantification_milk.pdf (modified QuEChERS) | https://circabc.europa.eu/sd/a/5fbaaccd-202a-4eb6-8cb0-354d7d044042/EURL_AO_Validation_report_2020-02_LCMSMS_quantification_milk.pdf
AO-M24 | EURL_AO_Validation_report_2020-03_GCMS_and_LCMS_quantification_infant_formula (DIN EN 1528 and modified QuEChERS) | https://circabc.europa.eu/sd/a/877ae7cf-6cca-4500-acba-c74ebfc28b74/EURL_AO_Validation_report_2020-03_GCMS_and_LCMS_quantification_infant_formula.pdf
AO-M25 | EURL_AO_Validation_report_2021-01_GCMSMS_quantification_milk (modified QuEChERS with EMR) | https://circabc.europa.eu/sd/a/84d4efda-62f0-4569-9927-ab6382f1ca7a/EURL_AO_Validation_report_2021-01_GCMSMS_quantification_milk.pdf
AO-M26 | EURL_AO_Validation_report_2021-02_LCMSMS_quantification_milk (modified QuEChERS) | https://circabc.europa.eu/sd/a/b6d9b86d-8679-41a9-9f83-dc5503bcb7c6/EURL_AO_Validation_report_2021-02_LCMSMS_quantification_milk.pdf
AO-M27 | EURL_AO_Validation_report_2021-03_LC-MS-Q-ToF_quantification_milk (modified QuEChERS) | https://circabc.europa.eu/sd/a/8d55c5f7-6bce-4e9d-aff4-d53d842b0b5b/EURL_AO_Validation_report_2021-03_LC-Q-TOF_quantification_milk.pdf
AO-M28 | EURL_AO_Investigation_report_2021-01_pesticides_residues_honey_LC-Q-TOF (dilution) | https://circabc.europa.eu/sd/a/a7553bfb-f90e-400f-a684-f1298de0a40a/EURL_AO_Investigation_report_2021-01_pesticide_residues_honey_LC-Q-TOF.pdf
AO-M29 | Method for non-polar Pesticides_AO 16 Q-EMR.pdf (liquid whole egg, modified QuEChERS with EMR) | https://circabc.europa.eu/sd/a/b72b1ebe-582a-4db3-8afe-fde33474ab5e/Method_for_non-polar_Pesticides_AO_16_Q-EMR.pdf
AO-M30 | Method for polar Pesticides_AO 16 QuEChERs.pdf (liquid whole egg, modified QuEChERS) | https://circabc.europa.eu/sd/a/fc5c8674-b871-45c2-8129-2e70dc1fcd3f/Method_for_polar_Pesticides_AO_16_QuEChERs.pdf
AO-M31 | EURL AO 2021 Method for non-polar pesticides_IKA_GPC_SPE (food of animal origin, IKA GPC SPE; see validation report AO-M34) | https://circabc.europa.eu/sd/a/27809df5-1375-4f0f-81e8-c542698a8df3/Method_for_non-polar_Pesticides_IKA_GPC_SPE.pdf
AO-M32 | EURL_AO_Validation_report_2021-04_LC_GC-MSMS_quantification_fat_oil.pdf (QuOil and DIN EN 1528) | https://circabc.europa.eu/sd/a/7cb46e37-41aa-4e03-9fb6-c578610b6a86/EURL_AO_Validation_report_2021-04_LC_GC-MSMS_quantification_fat_oil.pdf
AO-M33 | EURL_AO_Validation_report_2021-05_GC-Orbitrap_quantification_fat_oil.pdf (DIN EN 1528) | https://circabc.europa.eu/sd/a/be22d3f8-f96d-4330-a8a6-7874eccc5ac9/EURL_AO_Validation_report_2021-05_GC-Orbitrap_quantification_fat_oil.pdf
AO-M34 | EURL_AO_Validation_report_2021-06_GC-Orbitrap_GC-MS_MS_quantification_fish_offals (IKA_GPC_SPE) | https://circabc.europa.eu/sd/a/b29bd2e1-7344-407c-a89e-27571a5db098/EURL_AO_Validation_report_2021-06_GC-Orbitrap_GC-MS_MS_quantification_fish_offals.pdf
AO-M35 | EURL_AO_Validation_report_2021-07_LC-MSMS_quantification_offal_and_fish (modified QuEChERS) | https://circabc.europa.eu/sd/a/cf5417ab-eec4-459a-b414-ef7d718f8cd0/EURL_AO_Validation_report_2021-07_LC-MSMS_quantification_offal_and_fish.pdf
AO-M36 | EURL_AO_Validation_report_2022-01_GC-MS_MS_quantification_milk_dairy_products (IKA_GPC_SPE) | https://circabc.europa.eu/sd/a/7d7e80f0-b5af-424d-abe8-11acbf8941e0/EURL_AO_Validation_report_2022-01_GC-MS_MS_quantification_milk_dairy_products.pdf
AO-M37 | EURL-AO_Validation_report_2022-02_On-going validation of pesticides in eggs (QuEChERS and LC-MS/MS) | https://circabc.europa.eu/ui/group/18006cf1-3521-4875-8ae3-8372f7ebfe89/library/9edfa2e6-c7e5-4a8c-8259-884c622273e3/details

## InformationOnMethods_byEurlSRM
Abbreviation used in Method-List | Method/Observation Name | Link
SRM-01 | Analysis of Abamectin via QuEChERS and LC-MS/MS | http://www.eurl-pesticides.eu/library/docs/srm/meth_Abamectin_CrlSrm.PDF
SRM-02 | Analysis of Acidic Pesticides using QuEChERS (EN15662) and acidified QuEChERS method | http://www.eurl-pesticides.eu/userfiles/file/EurlSRM/EurlSrm_Observations_AcidicPesticides.pdf
SRM-03 | Analysis of Phenoxyalkanoic Acids in Milk using QuEChERS method and LC-MS/MS | http://www.eurl-pesticides.eu/userfiles/file//EurlSrm_meth_Phenoxy_Milk%281%29.pdf
SRM-04 | Analysis of Acidic Pesticides in Wheat Flour Samples by LC-MS(/MS) using the QuEChERS Method | http://www.eurl-pesticides.eu/library/docs/srm/meth_acidicpesticides_wheat_quechers_EurlSrm.pdf
SRM-05 | Analysis of Amitraz and ist Main Metabolites in Pears via QuEChERS and LC-MS/MS | http://www.eurl-pesticides.eu/library/docs/srm/meth_Amitraz_CrlSrm.pdf
SRM-06 | Bromine Containing Fumigants Determined as Total Bromide | http://www.eurl-pesticides.eu/library/docs/srm/meth_TotInorgBromide_CrlSrm.pdf
SRM-07 | Analysis of Captan and Folpet via QuEChERS and GC-MS(CI) | http://www.eurl-pesticides.eu/userfiles/file/EurlSRM/meth_CaptanFolpet_EurlSRM.pdf
SRM-08 | Analysis of Chlormequat and Mepiquat Residues in Foods of Plant Origin | http://www.eurl-pesticides.eu/library/docs/srm/meth_ChlormequatMepiquat_CrlSrm.pdf
SRM-09 | Quick Method for the Analysis of numerous Highly Polar Pesticides in Foods of Plant Origin via LC-MS/MS involving Simultaneous Extraction with Methanol (QuPPe-PO--Method) | http://www.eurl-pesticides.eu/docs/public/tmplt_article.asp?CntID=887&LabID=200&Lang=EN
SRM-10 | Modified QuEChERS-Method for the Analysis of Chlorothalonil in Fruits and Vegetables | http://www.eurl-pesticides.eu/library/docs/srm/meth_QuEChERSforChlorothalonil_2010.PDF
SRM-11 | Analysis of Dicofol via QuEChERS - Use of Isotope labeled dicofol to improve precision | http://www.eurl-pesticides.eu/library/docs/srm/EurlSrm_Observations_dicofol.pdf
SRM-12 | Analysis of Dithianon in Fruits and Vegetables using acidified QuEChERS and LC-MS/MS | http://www.eurl-pesticides.eu/userfiles/file/EurlSRM/meth_Dithianon_EurlSRM.pdf
SRM-13 | Analysis of Dithianon by the QuEChERS Method - Impact of acidification during extraction on recoveries | http://www.eurl-pesticides.eu/userfiles/file/EurlSRM/observ_Dithianon-EurlSRM.pdf
SRM-14 | Analysis of Dithiocarbamate Residues in Foods of Plant Origin involving Cleavage into Carbon Disulfide, Partitioning into Isooctane and Determinative Analysis by GC-ECD | http://www.eurl-pesticides.eu/library/docs/srm/meth_DithiocarbamatesCs2_EurlSrm.PDF
SRM-15 | Analysis of Dodine by the QuEChERS Method - Interactions in the Injector and role of the Matrix | http://www.eurl-pesticides.eu/userfiles/file/EurlSRM/EurlSrm_Observations_Dodine.pdf
SRM-16 | Analysis of Organotin-Pesticides by the QuEChERS-method - Impact of acidifying on the recoveries | http://www.eurl-pesticides.eu/library/docs/srm/EURL_observations_Organotins.pdf
SRM-17 | Analysis of Flonicamid-Metabolites TFNA and TFNG using acidified QuEChERS method | http://www.eurl-pesticides.eu/userfiles/file/EurlSRM/EurlSRM_meth_FlonicamidMetabolites.pdf
SRM-18 | Analysis of the Fumigant Phosphine by applying Headspace-GC-MSD | http://www.eurl-pesticides.eu/userfiles/file/EurlSRM/EurlSRM_meth_Phosphin.pdf
SRM-19 | Determination of Prochloraz (sum) via its Metabolites | http://www.eurl-pesticides.eu/userfiles/file/EurlSRM/EURL_observations_Prochloraz.pdf
SRM-20 | Matrix-induced Signal Enhancement of Propamocarb in LS-MS/MS | http://www.eurl-pesticides.eu/library/docs/srm/EurlSrm_Observations_Propamocarb.pdf
SRM-21 | Improvement of Ethoxyquin Recoveries by QuEChERS Through the Addition of Ascorbic Acid | http://www.eurl-pesticides.eu/userfiles/file/EurlSRM/EurlSrm_Observations_Ethoxyquin_V2.pdf
SRM-22 | Analysis of Pyridate and its metabolite Pyridafol by QuEChERS and LC-MS/MS | http://www.eurl-pesticides.eu/userfiles/file/EurlSRM/EURL_Observations_Pyridate.pdf
SRM-23 | Analysis of Carbofuran (sum) by applying hydrolysis on QuEChERS extracts | https://www.eurl-pesticides.eu/userfiles/file/EurlSRM/EurlSrm_meth_CarbofuranQuechers.pdf
SRM-24 | Analysis of Ethoxyquin and its Metabolites in Fish Using the QuEChERS Method | http://www.eurl-pesticides.eu/userfiles/file/EurlSRM/observ_Ethoxyquin-metabolites-salmon_EurlSRM.pdf
SRM-25 | Quick Method for the Analysis of Residues of numerous Highly Polar Pesticides in Food Commodities involving Simultaneous Extraction with Methanol and Determination via LC-MS/MS (QuPPe-AO-Method) | https://www.eurl-pesticides.eu/userfiles/file/meth_QuPPe_AO_V3_2.pdf
SRM-26 | Analysis of Quaternary Ammonium Compounds (QACs) in Fruits and Vegetables using QuEChERS and LC-MS/MS | https://www.eurl-pesticides.eu/userfiles/file/EurlSRM/EurlSrm_Observation_QAC_V6.pdf
SRM-27 | Analysis of BACs and DDAC in Milk using QuEChERS method and LC-MS/MS | https://www.eurl-pesticides.eu/userfiles/file/EurlSRM/EurlSrm_Observation_QAC_V6.pdf
SRM-28 | Analysis of 4-Hydroxy-Chlorothalonil (SDS-3701) in Milk using QuEChERS and LC-MS/MS | http://www.eurl-pesticides.eu/userfiles/file//EurlSrm_meth_4HydroxyChlorothalonil_Milk-V2-1.pdf
SRM-29 | Analysis of Fumigants in Cereals and Dry Fruits Applying GC-MS/MS | http://www.eurl-pesticides.eu/userfiles/file/EurlSRM/EurlSRM_meth_Fumigants.pdf
SRM-30 | Analysis of Nicotine in Mushrooms | http://www.eurl-pesticides.eu/library/docs/srm/meth_NicotineMushrooms_CrlFvCrlSrm.pdf
SRM-31 | Modified Version of the QuEChERS-Method for the Analysis of Pentachlorophenol in Guar Gum | http://www.eurl-pesticides.eu/library/docs/srm/meth_QuechersForGuarGum.pdf
SRM-32 | Analysis of Pymetrozine by the QuEChERS Method-Impact of pH on Recovery Rate | http://www.eurl-pesticides.eu/userfiles/file/EurlSRM/EurlSrm_Observations_Pymetrozine.pdf
SRM-33 | Analysis of Carbofuran (sum) by applying hydrolysis on QuEChERS extracts | https://www.eurl-pesticides.eu/userfiles/file/EurlSRM/EurlSrm_Observations_Carbofuran.pdf
SRM-34 | Analysis of Bifenazate (sum) by the QuEChERS Method using LC-MS/MS | http://www.eurl-pesticides.eu/userfiles/file/EurlSRM/meth_Bifenazate_EurlSRM.pdf
SRM-35 | Analysis of the Tritosulfuron Metabolite AMTTby QuEChERS Methodusing LC-MS/MS | https://www.eurl-pesticides.eu/userfiles/file/EurlSRM/EurlSrm_Observation_AMTT.pdf
SRM-36 | Analysis of various relevant pesticide metabolites of in products of animal originby the QuEChERS Methodusing LC-MS/MS | https://www.eurl-pesticides.eu/userfiles/file/EurlSRM/EurlSrm_Observation_QuEChERS-AO_V1.pdf
SRM-37 | Analysis of the Fumigant Sulfuryl Fluoride Applying Headspace-GC-MSD | https://www.eurl-pesticides.eu/userfiles/file/EurlSRM/EurlSrm_Observation_Sulfuryl_fluoride_V1.pdf
SRM-38 | Analysis of Guazatinein Food Products | https://www.eurl-pesticides.eu/userfiles/file/EurlSRM/EurlSrm_Observation_Guazatine_V1.pdf
SRM-39 | Analysis of Lambda-and Gamma-Cyhalothrin involving QuEChERS Extraction and Enantioselective LC-Separation of RS and SR-Isomers | https://www.eurl-pesticides.eu/userfiles/file/EurlSRM/EurlSrm_Observation_Cyhalothrin_V1.pdf
SRM-40 | Analysis of Dimethoate and Omethoate Metabolites -Method Development and Pilot Monitoring | https://www.eurl-pesticides.eu/userfiles/file/EurlSRM/EurlSrm_Observation_Dimethoate_Omethoate_V1.pdf
SRM-41 | Analysis of 4-Amino-3-methylbenzoic acid in eggs | https://www.eurl-pesticides.eu/library/docs/srm/EURL_Observation%203-Amino-meta%20toluic%20acid.pdf
SRM-42 | Analysis of Captan, Folpet and their respective metabolites Phthalimide and Tetrahydrophthalimidevia LC-MS/MS either directly or following hydrolysis | https://www.eurl-pesticides.eu/library/docs/srm/EurlSrm_Observation_Captan_Folpet_LC-V1.pdf
SRM-43 | Analysis of Acidic PesticidesEntailingConjugates and/or Esters in their Residue Definitions | https://www.eurl-pesticides.eu/userfiles/file/EurlSRM/EurlSrm_Observation_alkaline_hydrolysis_acidic_herbicides.pdf
SRM-44 | Analysis of ToxicologicallyCriticalSRM Compounds in Infant Formulaeand Milk-Part 1: Analytical Aspects | https://www.eurl-pesticides.eu/userfiles/file/EurlSRM/SRM_substances-in-infant-formula_extraction-and-instrument-methods_V2.pdf
SRM-45 | Analysis of Ethylene Oxide and its Metabolite 2-Chloroethanol by the QuOil or the QuEChERS Method and GC-MS/MS | https://www.eurl-pesticides.eu/library/docs/srm/EurlSrm_Observation_EO_V1.pdf
SRM-46 | Pending
SRM-47 | Analysis of Meptyldinocap by QuEChERS followed by alkaline hydrolysis and LC-MS/MS measurement | https://www.eurl-pesticides.eu/userfiles/file/EurlSRM/EurlSrm_Observation_Meptyldinocap_V1_2.pdf
SRM-48 | Intermediate analytical observations as regards the analysis of propineb as propylenediamine following reductive cleavage with HCl/SnCl2 and measurement via ion-pair LC-MS/MS | https://www.eurl-pesticides.eu/userfiles/file/EurlSRM/EurlSrm_Observation_Propineb_V1.pdf
SRM-49 | Analysis of the folpet degradant phthalimide and the captan degradant tetrahydrophthalimide by QuEChERS and LC-MS/MS | https://www.eurl-pesticides.eu/userfiles/file/EurlSRM/EurlSrm_Observation_PT_THPI_230316.pdf
SRM-50 | Determination of fluoride ions in food | https://www.eurl-pesticides.eu/userfiles/file/EurlSRM/EurlSrm_meth_FluorideV1.pdf
SRM-51 | Risk of False Positives of Chloridazon-Desphenyl in Honey by LC-MS/MS | https://www.eurl-pesticides.eu/userfiles/file/EurlSRM/EurlSrm_meth_chloridazon-desphenyl_honey_V1.pdf